## Instruction
Title | COBie2
Version | 2
Release | 4
Status | IFC2x3
Region | en-US
Purpose |  | This spreadsheet supports the exchange of building, system and product information through the life of the project.
Outline |  | Individual worksheets are organized by project phase as shown below
All Phases | Sheet | Contents
| Contact | People and Companies
Early Design Worksheets | Sheet | Contents
| Facility | Project, Site, and Facility
| Floor | Vertical levels and exterior areas
| Space | Spaces
| Zone | Sets of spaces sharing a specific attribute
| Type | Types of equipment, products, and materials
Detailed Design Worksheets | Sheet | Contents
| Component | Individually named or schedule items
| System | Sets of components providing a service
| Assembly | Constituents for Types, Components and others
| Connection | Logical connections between components
| Impact | Economic, Environmental and Social Impacts at various stages in the life cycle
Construction Worksheets | Sheet | Contents
Note: submittals and approvals added on Documents
Note: manufacturer and model added on Type
Note: serial and tag added on Component
Operations and Maintenance Worksheets | Sheet | Contents
| Spare | Onsite and replacement parts
| Resource | Required materials, tools, and training
| Job | PM, Safety, and other job plans
Note: warranty information added on Type
All Phases | Sheet | Contents
| Document | All applicable document references
| Attribute | Properties of referenced item
| Coordinate | Spatial locations in box, line, or point format
| Issue | Other issues remaining at handover.
Legend
| text | required
| text | reference to other sheet or pick list
| text | external reference
| text | if specified as required
| text | secondary information when preparing product data
NOTES:
Note: Regional, owner, or product specific data may be added as new columns to the right of standard template columns.
Note: Regional classification codes may be substituted for the specifiable picklists used in the United States.
Copyright | USACE ERDC | (c) 2006-2011

## Contact
Email | CreatedBy | CreatedOn | Category | Company | Phone | ExternalSystem | ExternalObject | ExternalIdentifier | Department | OrganizationCode | GivenName | FamilyName | Street | PostalBox | Town | StateRegion | PostalCode | Country

## Facility
Name | CreatedBy | CreatedOn | Category | ProjectName | SiteName | LinearUnits | AreaUnits | VolumeUnits | CurrencyUnit | AreaMeasurement | ExternalSystem | ExternalProjectObject | ExternalProjectIdentifier | ExternalSiteObject | ExternalSiteIdentifier | ExternalFacilityObject | ExternalFacilityIdentifier | Description | ProjectDescription | SiteDescription | Phase

## Floor
Name | CreatedBy | CreatedOn | Category | ExtSystem | ExtObject | ExtIdentifier | Description | Elevation | Height

## Space
Name | CreatedBy | CreatedOn | Category | FloorName | Description | ExtSystem | ExtObject | ExtIdentifier | RoomTag | UsableHeight | GrossArea | NetArea

## Zone
Name | CreatedBy | CreatedOn | Category | SpaceNames | ExtSystem | ExtObject | ExtIdentifier | Description

## Type
Name | CreatedBy | CreatedOn | Category | Description | AssetType | Manufacturer | ModelNumber | WarrantyGuarantorParts | WarrantyDurationParts | WarrantyGuarantorLabor | WarrantyDurationLabor | WarrantyDurationUnit | ExtSystem | ExtObject | ExtIdentifier | ReplacementCost | ExpectedLife | DurationUnit | WarrantyDescription | NominalLength | NominalWidth | NominalHeight | ModelReference | Shape | Size | Color | Finish | Grade | Material | Constituents | Features | AccessibilityPerformance | CodePerformance | SustainabilityPerformance

## Component
Name | CreatedBy | CreatedOn | TypeName | Space | Description | ExtSystem | ExtObject | ExtIdentifier | SerialNumber | InstallationDate | WarrantyStartDate | TagNumber | BarCode | AssetIdentifier

## System
Name | CreatedBy | CreatedOn | Category | ComponentNames | ExtSystem | ExtObject | ExtIdentifier | Description

## Assembly
Name | CreatedBy | CreatedOn | SheetName | ParentName | ChildNames | AssemblyType | ExtSystem | ExtObject | ExtIdentifier | Description

## Spare
Name | CreatedBy | CreatedOn | Category | TypeName | Suppliers | ExtSystem | ExtObject | ExtIdentifier | Description | SetNumber | PartNumber

## Resource
Name | CreatedBy | CreatedOn | Category | ExtSystem | ExtObject | ExtIdentifier | Description

## Job
Name | CreatedBy | CreatedOn | Category | Status | TypeName | Description | Duration | DurationUnit | Start | TaskStartUnit | Frequency | FrequencyUnit | ExtSystem | ExtObject | ExtIdentifier | TaskNumber | Priors | ResourceNames

## Impact
Name | CreatedBy | CreatedOn | ImpactType | ImpactStage | SheetName | RowName | Value | ImpactUnit | LeadInTime | Duration | LeadOutTime | ExtSystem | ExtObject | ExtIdentifier | Description

## Document
Name | CreatedBy | CreatedOn | Category | ApprovalBy | Stage | SheetName | RowName | Directory | File | ExtSystem | ExtObject | ExtIdentifier | Description | Reference

## Attribute
Name | CreatedBy | CreatedOn | Category | SheetName | RowName | Value | Unit | ExtSystem | ExtObject | ExtIdentifier | Description | AllowedValues

## Coordinate
Name | CreatedBy | CreatedOn | Category | SheetName | RowName | CoordinateXAxis | CoordinateYAxis | CoordinateZAxis | ExtSystem | ExtObject | ExtIdentifier | ClockwiseRotation | ElevationalRotation | YawRotation

## Connection
Name | CreatedBy | CreatedOn | ConnectionType | SheetName | RowName1 | RowName2 | RealizingElement | PortName1 | PortName2 | ExtSystem | ExtObject | ExtIdentifier | Description

## Issue
Name | CreatedBy | CreatedOn | Type | Risk | Chance | Impact | SheetName1 | RowName1 | SheetName2 | RowName2 | Description | Owner | Mitigation | ExtSystem | ExtObject | ExtIdentifier

## PickLists
ApprovalBy | AreaUnit | AssetType | Category-Facility | Category-Space | Category-Element | Category-Product | Category-Role | CoordinateSheet | ConnectionType | CoordinateType | DocumentType | DurationUnit | FloorType | IssueCategory | IssueChance | IssueImpact | IssueRisk | JobStatusType | JobType | objAttribute | objAttributeType | objComponent | objConnection | objContact | objCoordinate | objDocument | objFacility | objFloor | objIssue | objJob | objProject | objResource | objSite | objSpace | objSpare | objSystem | objType | objWarranty | objZone | ResourceType | SheetType | SpareType | StageType | ZoneType | LinearUnit | VolumeUnit | CostUnit | AssemblyType | ImpactType | ImpactStage | ImpactUnit | objAssembly | objImpact
[5 empty] | 21-81 31 34: Engines/Drivers | 23-20 30 24 17 14: Cavity Vents
[5 empty] | 21-81 31 34 11: Pneumatic Motors | 23-20 30 24 17 17: Drainage Material
[5 empty] | 21-81 31 34 21: Electrical Motors | 23-20 30 24 21: Joint Materials
[5 empty] | 21-81 31 34 31: Turbines | 23-20 30 24 21 11: Control Joints
[5 empty] | 21-81 41: Process Equipment | 23-20 30 24 21 14: Expansion Joints
[5 empty] | 21-81 41 41: Gas: Fume and Particulate Treatment Equipment | 23-20 30 24 24: Airbricks
[5 empty] | 21-81 41 41 11: Adsorb Equipment | 23-20 40: Mechanical Fasteners: Adhesives: and Sealants
[5 empty] | 21-81 41 41 15: Desiccate Equipment | 23-20 40 11: Mechanical Fasteners
[5 empty] | 21-81 41 41 21: Cyclone Equipment | 23-20 40 11 11: Cast-In Anchorages
[5 empty] | 21-81 41 41 26: Filter Equipment | 23-20 40 11 11 11: Rail Anchors
[5 empty] | 21-81 41 41 31: Condensor Equipment | 23-20 40 11 11 14: Screw Cases
[5 empty] | 21-81 41 41 35: Scrubber Equipment | 23-20 40 11 11 17: Anchor Blocks
[5 empty] | 21-81 41 41 41: Eject/E-duct Equipment | 23-20 40 11 11 21: Inserts
[5 empty] | 21-81 41 41 45: Vent Equipment | 23-20 40 11 11 21 11: Adjustable Wedge
[5 empty] | 21-81 41 41 51: Stack Equipment | 23-20 40 11 11 21 14: Adjustable Box
[5 empty] | 21-81 41 41 55: Flare Equipment | 23-20 40 11 11 21 17: Threaded
[5 empty] | 21-81 41 41 61: Flame Arrest Equipment | 23-20 40 11 11 24: Dovetail Slots
[5 empty] | 21-81 41 42: Reduction Process | 23-20 40 11 14: Multi-Purpose Mechanical Fasteners
[5 empty] | 21-81 41 42 11: Break Equipment | 23-20 40 11 14 11: Plugs
[5 empty] | 21-81 41 42 16: Pulverize Equipment | 23-20 40 11 14 14: Staples
[5 empty] | 21-81 41 42 21: Crush Equipment | 23-20 40 11 14 17: Nails
[5 empty] | 21-81 41 42 26: Grind Equipment | 23-20 40 11 14 21: Rivets
[5 empty] | 21-81 41 42 31: Mill Equipment | 23-20 40 11 14 24: Screws
[5 empty] | 21-81 41 42 36: Cut Equipment | 23-20 40 11 14 27: Bolts and Nuts
[5 empty] | 21-81 41 42 41: Chip Equipment | 23-20 40 11 14 31: Threaded Rods and Nuts
[5 empty] | 21-81 41 42 46: Flake Equipment | 23-20 40 11 14 34: Bandings
[5 empty] | 21-81 41 42 51: Shred Equipment | 23-20 40 11 17: Structural Mechanical Fasteners in Hardened Concrete and Masonry
[5 empty] | 21-81 41 42 56: Split Equipment | 23-20 40 11 17 11: Expansion Anchors
[5 empty] | 21-81 41 43: Separation Process | 23-20 40 11 17 14: Undercut Anchors
[5 empty] | 21-81 41 43 11: Filter Equipment | 23-20 40 11 17 17: Bonded Anchors
[5 empty] | 21-81 41 43 16: Strain Equipment | 23-20 40 11 21: Mechanical Fasteners for Metal Structures
[5 empty] | 21-81 41 43 21: Sieve Equipment | 23-20 40 11 24: Mechanical Fasteners for Wood Structures
[5 empty] | 21-81 41 43 26: Wash Equipment | 23-20 40 11 24 11: Nail Plates
[5 empty] | 21-81 41 43 31: Centrifuge Equipment | 23-20 40 11 24 14: Wood Connectors
[5 empty] | 21-81 41 43 36: Flotation Equipment | 23-20 40 11 24 17: Framing Anchors
[5 empty] | 21-81 41 43 41: Sort Equipment | 23-20 40 14: Welded Joint Products
[5 empty] | 21-81 41 43 46: Separate Equipment | 23-20 40 14 11: Soldering Products
[5 empty] | 21-81 41 43 51: De-aerate/De-gas Equipment | 23-20 40 14 14: Brazing Products
[5 empty] | 21-81 41 43 56: Settling Equipment | 23-20 40 14 17: Welding Products
[5 empty] | 21-81 41 44: Mix and Blend Equipment | 23-20 14 17: Adhesives
[5 empty] | 21-81 41 44 11: Mix Equipment | 23-20 14 17 11: Natural Adhesives and Glues
[5 empty] | 21-81 41 44 26: Stir Equipment | 23-20 14 17 14: Synthetic Adhesives
[5 empty] | 21-81 41 44 21: Kneed Equipment | 23-20 14 21: General Purpose Tape
[5 empty] | 21-81 41 44 26: Agitate Equipment | 23-20 14 24: Joint Fillers: Sealants: and Mastics
[5 empty] | 21-81 41 44 31: Slake Equipment | 23-20 14 24 11: Joint Fillers
[5 empty] | 21-81 41 44 36: Blend Equipment | 23-20 14 24 11 11: Backer Rods
[5 empty] | 21-81 41 44 41: Compound Equipment | 23-20 14 24 14: Putties
[5 empty] | 21-81 41 44 46: Aerate Equipment | 23-20 14 24 17: Construction Sealants
[5 empty] | 21-81 41 44 51: Inject Equipment | 23-20 14 24 17 11: Elastomeric Construction Sealants
[5 empty] | 21-81 41 45: Shaping Process Equipment | 23-20 14 24 17 14: Rigid Construction Sealants
[5 empty] | 21-81 41 45 11: Pelletize Equipment | 23-20 14 24 17 17: Sanitary Construction Sealants
[5 empty] | 21-81 41 45 16: Spin Equipment | 23-20 14 24 17 21: Chemical-Resistant Construction Sealants
[5 empty] | 21-81 41 45 21: Extrude Equipment | 23-20 14 24 17 24: Water-Immersed Construction Sealants
[5 empty] | 21-81 41 45 26: Pulltrude Equipment | 23-20 14 24 21: Preformed Joint Seals
[5 empty] | 21-81 41 45 31: Compact Equipment | 23-20 14 24 21 11: Compression Seals
[5 empty] | 21-81 41 45 36: Tablet Equipment | 23-20 14 24 21 14: Joint Gaskets
[5 empty] | 21-81 41 45 41: Roll Equipment | 23-20 14 27: Ropes: Wires: and Cables
[5 empty] | 21-81 41 46: Web Equipment | 23-20 14 27 11: Ropes
[5 empty] | 21-81 41 46 11: Conversion Equipment | 23-20 14 27 14: Wires
[5 empty] | 21-81 41 46 11 11: Screen Equipment | 23-20 14 27 17: Cables
[5 empty] | 21-81 41 46 11 12: Extrude Equipment | 23-20 50: Thermal and Moisture Protective Products
[5 empty] | 21-81 41 46 11 13: Roll Coat Equipment | 23-20 50 11: Fireproofing
[5 empty] | 21-81 41 46 11 14: Cast Equipment | 23-20 50 11 11: Board Fireproofing
[5 empty] | 21-81 41 46 21: Preparation/Treatment Equipment | 23-20 50 11 11 11: Calcium Silicate Board Fireproofing
[5 empty] | 21-81 41 46 21 21: Clean Equipment | 23-20 50 11 11 14: Slag FiberBoard Fireproofing
[5 empty] | 21-81 41 46 21 22: Heat Treat Equipment | 23-20 50 11 14: Blanket Fireproofing
[5 empty] | 21-81 41 46 21 23: Sanitize/Sterilize Equipment | 23-20 50 11 14 11: Smoke Containment Barriers
[5 empty] | 21-81 41 46 21 24: Neutralize Equipment | 23-20 50 11 17: Fireproofing Coatings
[5 empty] | 21-81 41 46 21 25: Electrostatic Equipment | 23-20 50 11 17 11: Cement Aggregate Fireproofing
[5 empty] | 21-81 41 46 21 26: Texturize Equipment | 23-20 50 11 17 14: Cementitious Fireproofing
[5 empty] | 21-81 41 46 21 27: Vulcanize Equipment | 23-20 50 11 17 17: Foamed Magnesium Oxychloride Fireproofing
[5 empty] | 21-81 41 46 21 28: Passivate Equipment | 23-20 50 11 17 21: Intumescent Mastic Fireproofing
[5 empty] | 21-81 41 46 21 29: Anneal Equipment | 23-20 50 11 17 24: Magnesium Cement Fireproofing
[5 empty] | 21-81 41 46 21 31: Pickle Equipment | 23-20 50 11 17 27: Mineral Fiber Cementitious Fireproofing
[5 empty] | 21-81 41 46 21 32: Cure Equipment | 23-20 50 11 17 31: Miner Fiber Fireproofing
[5 empty] | 21-81 41 46 21 33: Temper Equipment | 23-20 50 14: Firestopping
[5 empty] | 21-81 41 46 41: Coat/Plate Equipment | 23-20 50 14 11: Penetrations Firestopping
[5 empty] | 21-81 41 46 51: Dimensional Equipment | 23-20 50 14 11 11: Annular Space Protection
[5 empty] | 21-81 41 46 51 51: Stretch Equipment | 23-20 50 14 11 14: Fire Resistant Joint Sealants
[5 empty] | 21-81 41 46 51 52: Tent Equipment | 23-20 50 14 11 17: Firestopping Foams
[5 empty] | 21-81 41 46 51 53: Roll Equipment | 23-20 50 14 11 17 11: Intumescent Firestopping Foams
[5 empty] | 21-81 41 46 51 54: Calendar Equipment | 23-20 50 14 11 17 14: Silicone Firestopping Foams
[5 empty] | 21-81 41 46 61: Dry Process Equipment | 23-20 50 14 11 21: Firestopping Mortars
[5 empty] | 21-81 41 46 71: Finish and Trim Equipment | 23-20 50 14 11 24: Firestopping Pillows
[5 empty] | 21-81 41 46 71 71: Wind/unwind Equipment | 23-20 50 14 11 27: Thermal Barriers for Plastics
[5 empty] | 21-81 41 46 71 72: Slit Equipment | 23-20 50 14 14: Fire-Safing
[5 empty] | 21-81 41 46 71 73: Chop Equipment | 23-20 50 14 14 11: Fibrous Blankets
[5 empty] | 21-81 41 46 71 74: Cut Equipment | 23-20 50 14 14 14: Fire-Safing Sealants
[5 empty] | 21-81 41 46 71 75: Perforate Equipment | 23-20 50 14 14 17: Fire-Safing Clip Anchors
[5 empty] | 21-81 41 46 71 76: Spool Equipment | 23-20 50 17: Dampproofings
[5 empty] | 21-81 51: Fluid Treatment Equipment | 23-20 50 17 11: Dampproofing Membranes
[5 empty] | 21-81 51 51: Potable Water Treatment Equipment | 23-20 50 17 14: Dampproofing Coatings
[5 empty] | 21-81 51 51 11: Potable Water Treatment Equipment | 23-20 50 17 14 11: Bituminous Dampproofing Coatings
[5 empty] | 21-81 51 51 16: Potable Water Pump Equipment | 23-20 50 17 14 14: Cementitious Dampproofing Coatings
[5 empty] | 21-81 51 51 21: Potable Water Mixer and Flocculator Equipment | 23-20 50 21: Waterproofing
[5 empty] | 21-81 51 51 26: Potable Water Clarifying Equipment | 23-20 50 21 11: Built-Up Bituminous Waterproofing
[5 empty] | 21-81 51 51 31: Potable Water Filtering Equipment | 23-20 50 21 14: Sheet Waterproofing
[5 empty] | 21-81 51 51 36: Potable Water Aeration Equipment | 23-20 50 21 14 11: Bituminous Sheet Waterproofing
[5 empty] | 21-81 51 51 41: Potable Water Chemical Feed Equipment | 23-20 50 21 14 14: Elastomeric Sheet Waterproofing
[5 empty] | 21-81 51 51 46: Water Softening Equipment | 23-20 50 21 14 17: Modified Bituminous Sheet Waterproofing
[5 empty] | 21-81 51 51 51: Potable Water Disinfectant Feed Equipment | 23-20 50 21 14 21: Thermoplastic Sheet Waterproofing
[5 empty] | 21-81 51 51 56: Potable Water Fluoridation Equipment | 23-20 50 21 17: Fluid-Applied Waterproofing
[5 empty] | 21-81 51 51 61: Potable Water Taste and Odor Equipment | 23-20 50 21 17 11: Hot-Applied Rubberized Asphalt
[5 empty] | 21-81 51 52: Wastewater Treatment Equipment | 23-20 50 21 21: Sheet Metal Waterproofing
[5 empty] | 21-81 51 52 11: Wastewater Pump Station Equipment | 23-20 50 21 24: Cementitious and Reactive Waterproofing
[5 empty] | 21-81 51 52 16: Wastewater Sewer Piping Equipment | 23-20 50 21 24 11: Acrylic Modified Cement Waterproofing
[5 empty] | 21-81 51 52 21: Wastewater Tank Equipment | 23-20 50 21 24 14: Crystalline Waterproofing
[5 empty] | 21-81 51 52 26: Wastewater Screening Equipment | 23-20 50 21 24 17: Metal Oxide Waterproofing
[5 empty] | 21-81 51 52 31: Wastewater Chemical Addition Equipment | 23-20 50 21 27: Bentonite Waterproofing
[5 empty] | 21-81 51 52 36: Wastewater Comminutors Equipment | 23-20 50 21 27 11: Bentonite Panel Waterproofing
[5 empty] | 21-81 51 52 41: Wastewater Aeration and Flocculation Equipment | 23-20 50 21 27 14: Bentonite Sheet Waterproofing
[5 empty] | 21-81 51 52 46: Wastewater Flow Equalization Equipment | 23-20 50 21 31: Waterproof Traffic Coatings
[5 empty] | 21-81 51 52 51: Wastewater Flow Splinter Unit Equipment | 23-20 50 21 31 11: Pedestrian Waterproof Traffic Coatings
[5 empty] | 21-81 51 52 56: Wastewater Disinfection Equipment | 23-20 50 21 31 14: Vehicular Waterproof Traffic Coatings
[5 empty] | 21-81 51 52 61: Wastewater Sludge Removal Equipment | 23-20 50 24: Thermal Insulation
[5 empty] | 21-81 51 53: Storm Water Treatment Equipment | 23-20 50 24 11: Slab and Board Thermal Insulation
[5 empty] | 21-81 51 53 11: Storm Water Swale Equipment | 23-20 50 24 11 11: Polystyrene Slab and Board Thermal Insulation
[5 empty] | 21-81 51 53 16: Storm Water Inlet Equipment | 23-20 50 24 11 11 11: Expanded Polystyrene Slab and Board Thermal Insulation
[5 empty] | 21-81 51 53 21: Storm Water Culvert Equipment | 23-20 50 24 11 11 14: Extruded Polystyrene Slab and Board Thermal Insulation
[5 empty] | 21-81 51 53 26: Storm Water Headwall Equipment | 23-20 50 24 11 14: Urethane Slab and Board Thermal Insulation
[5 empty] | 21-81 51 53 31: Storm Water Outlet Protection Equipment | 23-20 50 24 11 17: Perlite Slab and Board Thermal Insulation
[5 empty] | 21-81 51 53 36: Storm Water Infiltration Equipment | 23-20 50 24 11 21: Fiberglass Slab and Board Thermal Insulation
[5 empty] | 21-81 51 53 41: Above-Ground Storm Water Storage Equipment | 23-20 50 24 14: Blanket Thermal Insulation
[5 empty] | 21-81 51 53 46: Underground Storm Water Storage Equipment | 23-20 50 24 14 11: Fiberglass Blanket Thermal Insulation
[5 empty] | 21-81 51 54: Fluid Waste Treatment Equipment | 23-20 50 24 14 14: Rock Wool Blanket Thermal Insulation
[5 empty] | 21-81 51 54 11: Fluid Treatment Equipment | 23-20 50 24 17: Thermal Insulation Coatings
[5 empty] | 21-81 51 54 14: Filter Underdrains and Media Equipment | 23-20 50 24 17 11: Sprayed Thermal Insulation Coatings
[5 empty] | 21-81 51 54 17: Fluid Waste Digester Covers and Appurtenances | 23-20 50 24 17 11 11: Sprayed Cellulose Thermal Insulation Coatings
[5 empty] | 21-81 51 54 21: Fluid Waste Oxygenation Equipment | 23-20 50 24 21: Loose Fill Thermal Insulation
[5 empty] | 21-81 51 54 24: Sludge Conditioning Equipment | 23-20 50 24 21 11: Granular Fill Thermal Insulation
[5 empty] | 21-81 51 54 27: Fluid Waste Treatment Equipment | 23-20 50 27: Sound Isolation Insulation
[5 empty] | 21-81 51 54 31: Fluid Waste Pump Equipment | 23-20 50 27 11: Slab and Board Sound Isolation Insulation
[5 empty] | 21-81 51 54 34: Grit Collection Equipment | 23-20 50 27 14: Fiberglass Slab and Board Sound Isolation Insulation
[5 empty] | 21-81 51 54 37: Fluid Waste Screen and Grind Equipment | 23-20 50 27 17: Blanket Sound Isolation Insulation
[5 empty] | 21-81 51 54 41: Sedimentation Tank Equipment | 23-20 50 27 17 11: Fiberglass Blanket Sound Isolation Insulation
[5 empty] | 21-81 51 54 44: Fluid Waste Scum Removal Equipment | 23-20 50 27 17 14: Rock Wool Blanket Sound Isolation Insulation
[5 empty] | 21-81 51 54 47: Fluid Waste Chemical Equipment | 23-20 50 27 21: Sound Isolation Coatings
[5 empty] | 21-81 51 54 51: Sludge Handling and Treatment Equipment | 23-20 50 27 24: Sound Isolation Loose Fills
[5 empty] | 21-81 51 54 54: Filter Press Equipment | 23-20 50 27 24 11: Granular Sound Isolation Loose Fills
[5 empty] | 21-81 51 54 57: Trickling Filter Equipment | 23-20 50 31: Protective Products
[5 empty] | 21-81 51 54 61: Fluid Waste Compressor Equipment | 23-20 50 31 11: Products for Prevention of Biological Damage
[5 empty] | 21-81 51 54 64: Fluid Waste Aeration Equipment | 23-20 50 31 11 11: Coatings for Prevention of Biological Damage
[5 empty] | 21-81 51 54 67: Sludge Digestion Equipment | 23-20 50 31 14: Products for Prevention of Chemical Damage
[5 empty] | 21-81 51 54 71: Digester Mixing Equipment | 23-20 50 31 14 11: Tiles and Slabs for Prevention of Chemical Damage
[5 empty] | 21-81 61: Measurement and Control Equipment | 23-20 50 31 14 14: Sheets for Prevention of Chemical Damage
[5 empty] | 21-81 61 61: Structural Measurement and Control Equipment | 23-20 50 31 14 17: Coatings for Prevention of Chemical Damage
[5 empty] | 21-81 61 61 11: Movement Measurement and Control Equipment | 23-20 50 31 17: Products for Prevention of Abrasive Wear
[5 empty] | 21-81 61 61 21: Seismic Measurement and Control Equipment | 23-20 90: Maintenance Products and Chemicals for Construction
[5 empty] | 21-81 61 62: Facility Services Measurement and Control Equipment | 23-20 90 11: Cleaning and Maintenance Products
[5 empty] | 21-81 61 62 11: Water and Drainage Measurement and Control Equipment | 23-20 90 11 11: Cleaning Products
[5 empty] | 21-81 61 62 21: HVAC Measurement and Control Equipment | 23-20 90 11 14: Maintenance Products
[5 empty] | 21-81 61 62 31: Electrical Measurement and Control Equipment | 23-20 90 11 17: Combined Cleaning and Protection Products
[5 empty] | 21-81 61 62 41: Lighting Measurement and Control Equipment | 23-20 90 14: Repair Products
[5 empty] | 21-81 61 62 51: Communications Measurement and Control Equipment | 23-20 90 14 11: Concrete Restoration and Cleaning Products
[5 empty] | 21-81 61 63: Transportation Measurement and Control Equipment | 23-20 90 14 11 11: Concrete Cleaning Products
[5 empty] | 21-81 61 63 11: Conveying Monitoring and Control Equipment | 23-20 90 14 11 14: Concrete Resurfacing Products
[5 empty] | 21-81 61 63 31: Railway Monitoring and Control Equipment | 23-20 90 14 11 17: Concrete Rehabilitation Products
[5 empty] | 21-81 61 63 31: Aircraft Monitoring and Control Equipment | 23-20 90 14 14: Masonry Restoration and Cleaning Products
[5 empty] | 21-81 61 63 41: Spacecraft Monitoring and Control Equipment | 23-20 90 14 14 11: Unit Masonry Restoration Products
[5 empty] | 21-81 61 63 51: Satellite Monitoring and Control Equipment | 23-20 90 14 14 14: Stone Restoration products
[5 empty] | 21-81 61 64: Infrastructure Measurement and Control Equipment | 23-20 90 14 14 17: Unit Masonry Cleaning Products
[5 empty] | 21-81 61 64 11: Utilities Monitoring and Control Equipment | 23-20 90 14 14 21: Stone Cleaning products
[5 empty] | 21-81 61 64 41: Traffic Monitoring and Control Equipment | 23-20 90 14 17: Metal Restoration and Cleaning Products
[5 empty] | 21-81 61 64 31: Marine Monitoring and Control Equipment | 23-20 90 14 21: Wood and Plastic Restoration and Cleaning Products
[5 empty] | 21-81 61 65: Process Measurement and Control Equipment | 23-20 90 14 21 11: Wood Restoration and Cleaning Products
[5 empty] | 21-81 61 65 11: Chemical Process Monitoring and Control Equipment | 23-20 90 14 21 14: Plastic Restoration and Cleaning Products
[5 empty] | 21-81 61 65 16: Biological Process Monitoring and Control Equipment | 23-20 90 17: Chemicals for Construction
[5 empty] | 21-81 61 65 21: Metallurgical Process Monitoring and Control Equipment | 23-20 90 17 11: Solvents
[5 empty] | 21-81 61 65 26: Thermal and Combustion Processes Monitoring and Control Equipment | 23-20 90 17 14: Acids
[5 empty] | 21-81 61 65 31: Power and Motive Processes Monitoring and Control Equipment | 23-20 90 17 17: Alkalis
[5 empty] | 21-81 61 65 36: Gas Processing and Treatment Monitoring and Control Equipment | 23-20 90 17 21: Salts
[5 empty] | 21-81 61 65 41: Fume Processing and Treatment Monitoring and Control Equipment | 23-20 90 17 99: Other Construction Chemicals
[5 empty] | 21-81 61 65 46: Particulate Processing and Treatment Monitoring and Control Equipment | 23-25: Structural and Space Division Products
[5 empty] | 21-81 61 65 51: Physical Processes Monitoring and Control Equipment | 23-25 05: Foundations
[5 empty] | 21-81 61 65 56: Web Processes Monitoring and Control Equipment | 23-25 05 11: Foundation Piles
[5 empty] | 21-81 61 65 61: Manufacturing and Assembly Monitoring and Control Equipment | 23-25 05 11 11: Foundation Pile Components
[5 empty] | 21-81 61 65 66: Material Inspection Monitoring and Control Equipment | 23-25 05 11 11 11: Pile Casings (Linings)
[5 empty] | 21-81 61 65 71: Material Handling Monitoring and Control Equipment | 23-25 05 11 11 14: Cores and Mandrels
[5 empty] | 21-81 61 65 76: Material Storage Monitoring and Control Equipment | 23-25 05 11 11 17: Pile Extension Pieces
[5 empty] | 21-81 61 65 81: Fluid Treatment Monitoring and Control Equipment | 23-25 05 11 11 21: Pile Shoes
[5 empty] | 21-81 61 66: Integrated Measurement and Control Equipment | 23-25 05 11 11 24: Pile Splices
[5 empty] | 21-81 61 66 11: Measurement and Control Instruments | 23-25 05 11 11 27: Pile Caps
[5 empty] | 21-81 61 66 21: Recording Instruments | 23-25 05 11 14: Driven Piles
[5 empty] | 21-81 61 66 31: Facility Monitoring and Control Equipment | 23-25 05 11 14 11: Composite Driven Piles
[5 empty] | 21-81 61 66 41: Infrastructure Monitoring and Control Equipment | 23-25 05 11 14 14: Concrete-Filled Steel Driven Piles
[5 empty] | 21-81 71: Manufacturing and Assembly Equipment | 23-25 05 11 14 17: Precast Concrete Driven Piles
[5 empty] | 21-81 71 71: Machining Equipment | 23-25 05 11 14 21: Rolled Steel Section Driven Piles
[5 empty] | 21-81 71 71 11: Lathe Equipment | 23-25 05 11 14 24: Unfilled Tubular Steel Driven Piles
[5 empty] | 21-81 71 71 21: Planing or Shaving Equipment | 23-25 05 11 14 27: Wood Driven Piles
[5 empty] | 21-81 71 71 31: Drilling Equipment | 23-25 05 11 14 31: Sheet Driven Piles
[5 empty] | 21-81 71 71 41: Sawing or Cutting Equipment | 23-25 05 11 17: Screw Piles
[5 empty] | 21-81 71 71 51: Grinding Equipment | 23-25 05 14: Caissons: Foundation Casings
[5 empty] | 21-81 71 71 61: Milling Equipment | 23-25 05 14 11: Well Foundation Casings
[5 empty] | 21-81 71 71 71: Machining Center Equipment | 23-25 05 14 14: Caissons
[5 empty] | 21-81 71 72: Forming Equipment | 23-25 05 17: Shallow Foundations
[5 empty] | 21-81 71 72 11: Pressing Equipment | 23-25 05 17 11: Column Bases
[5 empty] | 21-81 71 72 21: Molding Equipment | 23-25 05 17 14: Grade Beams
[5 empty] | 21-81 71 72 31: Injection Equipment | 23-25 05 17 17: Strip Foundation Blocks
[5 empty] | 21-81 71 72 41: Crystallizing Equipment | 23-25 05 21: Special Foundations
[5 empty] | 21-81 71 72 99: Other Forming Equipment | 23-25 05 21 11: Controlled Modulus Columns
[5 empty] | 21-81 71 73: Fabrication Equipment | 23-25 05 21 14: Other Special Foundations
[5 empty] | 21-81 71 73 11: Welding Equipment | 23-25 10: Structural Concrete Products
[5 empty] | 21-81 71 73 16: Joining Equipment | 23-25 10 11: Structural Concrete
[5 empty] | 21-81 71 73 21: Fusing Equipment | 23-25 10 14: Ready Mixed Concrete
[5 empty] | 21-81 71 73 26: Adhering Equipment | 23-25 10 17: Permanent Formwork
[5 empty] | 21-81 71 73 31: Stitching Equipment | 23-25 10 17 11: Structural Permanent Formwork
[5 empty] | 21-81 71 73 36: Composite Fabrication Equipment | 23-25 10 17 11 11: Permanent Steel Forms
[5 empty] | 21-81 71 73 41: Laminating Equipment | 23-25 10 17 11 14: Prefabricated Stair Forms
[5 empty] | 21-81 71 73 46: Etching Equipment | 23-25 10 21: Non-Structural Permanent Formwork
[5 empty] | 21-81 71 73 51: Photo-Fabricating Equipment | 23-25 10 24: Concrete Forms
[5 empty] | 21-81 71 74: Assembly Equipment | 23-25 10 27: Reinforcement and Prestressing Components
[5 empty] | 21-81 71 74 11: Manual Assembly Equipment | 23-25 10 27 11: Reinforcement Components
[5 empty] | 21-81 71 74 21: Automated Assembly Equipment | 23-25 10 27 11 11: Reinforcing Steel
[5 empty] | 21-81 71 75: Treatment Equipment | 23-25 10 27 11 14: Reinforcement Steel Mesh
[5 empty] | 21-81 71 75 11: Cleaning Equipment | 23-25 10 27 11 14 11: Welded Wire Fabric
[5 empty] | 21-81 71 75 56: Heat Treating Equipment | 23-25 10 27 11 17: Fibrous Reinforcing
[5 empty] | 21-81 71 75 21: Sanitizing/Sterilizing Equipment | 23-25 10 27 11 17 11: Steel Fibrous Reinforcing
[5 empty] | 21-81 71 75 26: Neutralizing Equipment | 23-25 10 27 11 17 14: Synthetic Fibrous Reinforcing
[5 empty] | 21-81 71 75 31: Electrostatic Equipment | 23-25 10 27 11 21: Reinforcement Couplers
[5 empty] | 21-81 71 75 36: Texturing Equipment | 23-25 10 27 11 24: Reinforcement Spacers
[5 empty] | 21-81 71 75 41: Vulcanizing Equipment | 23-25 10 27 11 27: Reinforcement Accessories
[5 empty] | 21-81 71 75 46: Passivating Equipment | 23-25 10 27 14: Prestressing Components
[5 empty] | 21-81 71 75 51: Annealing Equipment | 23-25 10 27 14 11: Stressing Tendons
[5 empty] | 21-81 71 75 56: Pickling Equipment | 23-25 10 27 14 11 11: Steel Stressing Tendons
[5 empty] | 21-81 71 76: Coating and Plating Equipment | 23-25 10 27 14 11 11 11: Steel Strand Stressing Tendons
[5 empty] | 21-81 71 76 11: Galvanizing Equipment | 23-25 10 27 14 11 11 14: Steel Wire Stressing Tendons
[5 empty] | 21-81 71 76 21: Copper Plating Equipment | 23-25 10 27 14 11 11 17: Steel Bar Stressing Tendons
[5 empty] | 21-81 71 76 31: Chrome Plating Equipment | 23-25 10 27 14 11 14: Glass Fiber
[5 empty] | 21-81 71 76 41: Terne Coating Equipment | 23-25 10 27 14 14: Steel Bars
[5 empty] | 21-81 71 77: Packaging Equipment | 23-25 10 27 14 17: Glass Fiber Tendons
[5 empty] | 21-81 71 77 11: Capping Equipment | 23-25 10 27 14 21: Prestressing Couplers
[5 empty] | 21-81 71 77 16: Box Making Equipment | 23-25 10 27 14 24: Tendon Sheathing
[5 empty] | 21-81 71 77 21: Folding/Pressing/Creasing Equipment | 23-25 10 27 14 24 11: Tendon Sheathing Ducts
[5 empty] | 21-81 71 77 26: Package Filling Equipment | 23-25 10 27 14 27: Prestressing Anchorages
[5 empty] | 21-81 71 77 31: Laminating Equipment | 23-25 10 27 17: Post-Tensioning Products
[5 empty] | 21-81 71 77 36: Sealing Equipment | 23-25 10 27 21: Complete Reinforcement Cages
[5 empty] | 21-81 71 77 41: Sewing Equipment | 23-25 10 27 24: Cast-In Jointing
[5 empty] | 21-81 71 77 46: Wrapping Equipment | 23-25 10 27 24 11: Expansion and Contraction Joints
[5 empty] | 21-81 71 77 51: Bundling Equipment | 23-25 10 27 24 14: Waterstops
[5 empty] | 21-81 71 77 56: Labeling Equipment | 23-25 20: Envelope Enclosure Products
[5 empty] | 21-81 71 77 61: Printing/Stamping Equipment | 23-25 20 11: Infill Façades
[5 empty] | 21-81 81: Material Inspection: Handling and Storage Equipment | 23-25 20 11 11: Exterior Wall Assemblies
[5 empty] | 21-81 81 81: Storage Equipment | 23-25 20 14: Glazed Façade and Roof Structures
[5 empty] | 21-81 81 81 11: Storage Bin | 23-25 20 14 11: Curtain Walls
[5 empty] | 21-81 81 81 21: Storage Silo | 23-25 20 14 11 11: Curtain Wall Components
[5 empty] | 21-81 81 81 31: Storage Hopper | 23-25 20 14 11 11 11: Curtain Wall Frames
[5 empty] | 21-81 81 81 41: Storage Tank | 23-25 20 14 11 11 14: Curtain Wall Sections
[5 empty] | 21-81 81 81 51: Storage Stack | 23-25 20 14 11 11 17: Infill Panels
[5 empty] | 21-81 81 81 61: Storage Palette | 23-25 20 14 11 14: Metal-Framed Curtain Wall
[5 empty] | 21-81 81 81 71: Storage Rack | 23-25 20 14 11 17: Translucent Wall Assemblies
[5 empty] | 21-81 81 82: Measuring Equipment | 23-25 20 14 14: Structural Glazing
[5 empty] | 21-81 81 82 11: Metering Equipment | 23-25 20 14 14 11: Structural Glass Curtain Walls
[5 empty] | 21-81 81 82 21: Weighing Equipment | 23-25 20 14 17: Suspended Glazing
[5 empty] | 21-81 81 83: Handling Equipment | 23-25 20 14 21: Patent Glazing
[5 empty] | 21-81 81 83 11: Up-Ending Equipment | 23-25 20 14 24: Screen and Storm Doors
[5 empty] | 21-81 81 83 21: Load / Unload Equipment | 23-25 20 14 24 11: Metal Screen and Storm Doors
[5 empty] | 21-81 81 83 31: Lifting Equipment | 23-25 20 14 24 14: Wood and Plastic Screen and Storm Doors
[5 empty] | 21-81 81 83 41: Shelving Equipment | 23-25 20 14 27: Glazed Roof Structures
[5 empty] | 21-81 81 83 51: Retrieving Equipment | 23-25 20 14 27 11: Sections for Glazed Roofs
[5 empty] | 21-81 81 83 61: Dispensing Equipment | 23-25 20 14 27 14: Sloped Glazing Assemblies
[5 empty] | 21-81 81 83 71: Transferring or Conveying Equipment | 23-25 20 14 27 17: Translucent Roof Assemblies
23-25 30: Structural Framing Products
23-25 30 11: Structural Frames
23-25 30 11 11: Beam-Column Frames
23-25 30 11 14: Column-Slab Frames
23-25 30 11 14 11: Columns
23-25 30 11 14 14: Beams
23-25 30 11 17: Portal Frames
23-25 30 11 21: Structural Racking
23-25 30 11 24: Structural Bearings
23-25 30 11 24 11: Roller Bearings
23-25 30 11 24 14: Slide Bearings
23-25 30 11 24 17: Rocker Bearings
23-25 30 11 24 21: Fixed Bearings
23-25 30 11 27: Vibration and Earthquake Controls
23-25 30 14: Space Frames
23-25 30 14 11: Booms: Braces
23-25 30 14 14: Couplers
23-25 30 14 17: Complete Space Frames
23-25 30 17: Geodesic Structures
23-25 30 21: Rafters: Beams: and Joists
23-25 30 21 11: Rafters: Trussed
23-25 30 21 14: Trussed Beams and Joists
23-25 30 21 14 11: Metal Joists
23-25 30 21 14 14: Composite Joist Assemblies
23-25 30 21 14 17: Metal-Web Wood Joists
23-25 30 21 14 21: Wood Trusses
23-25 30 21 14 21: Metal Trusses
23-25 30 21 17: Web Beams and Joists
23-25 30 21 17 11: Wood I Joists
23-25 30 24: Structural Walls
23-25 30 24 11: Concrete Structural Walls
23-25 30 24 14: Masonry Structural Walls
23-25 30 24 17: Wood Framed Structural Walls
23-25 30 24 21: Metal Framed Structural Walls
23-25 30 24 24: Structural Panels
23-25 30 24 24 11: Cementitious Reinforced Structural Panels
23-25 30 24 24 14: Stressed Skin Structural Panels
23-25 30 24 24 17: Structural Insulated Panels
23-25 30 24 99: Other Structural Walls
23-25 30 27: Structural Floors and Flat Roofs
23-25 30 27 11: Structural Floor Decks
23-25 30 27 11 11: Concrete Structural Floor Decks
23-25 30 27 11 14: Metal Structural Floor Decks
23-25 30 27 11 14 11: Raceway Deck Systems
23-25 30 27 11 14 14: Acoustical Metal Floor Deck
23-25 30 27 11 17: Wood Floor Decking
23-25 30 27 14: Structural Roof Decks
23-25 30 27 14 11: Concrete Structural Roof Decks
23-25 30 27 14 14: Metal Structural Roof Decks
23-25 30 27 14 14 11: Acoustical Metal Roof Deck
23-25 30 27 14 17: Wood Roof Decking
23-25 30 27 17: Structural Grating Floors
23-25 30 27 21: Balconies and Overhang Units
23-25 30 27 21 11: Balcony Components
23-25 30 27 21 11 11: Balcony Holders and Mechanical Fasteners
23-25 30 27 21 14: Concrete Balconies and Overhang Units
23-25 30 27 21 17: Metal Balconies and Overhang Units
23-25 30 27 21 21: Wood Balconies and Overhang Units
23-25 30 31: Structural Profiled Roofs
23-25 30 31 11: Prefabricated Shell Roofs
23-25 40: Space Division Products
23-25 40 11: Fixed Partitions
23-25 40 11 11: Gypsum Board Fixed Partitions
23-25 40 11 11 11: Metal-Framed Gypsum Board Fixed Partitions
23-25 40 11 11 14: Wood-Framed Gypsum Board Fixed Partitions
23-25 40 11 14: Plaster Fixed Partitions
23-25 40 11 14 11: Gypsum Plaster Fixed Partitions
23-25 40 11 14 14: Portland Cement Plaster Fixed Partitions
23-25 40 11 14 17: Metal-Framed Plaster Fixed Partitions
23-25 40 11 14 21: Wood-Framed Plaster Fixed Partitions
23-25 40 11 17: Masonry Fixed Partitions
23-25 40 14: Demountable Partitions
23-25 40 14 11: General Demountable Partitions
23-25 40 14 11 11: Demountable Partitions Component
23-25 40 14 11 11 11: Partition Frames
23-25 40 14 11 11 14: Partition Infill Panels
23-25 40 14 11 11 17: Mechanical Fasteners for Partitions
23-25 40 14 11 11 21: Joint Fillers and Tapes
23-25 40 14 11 14: Gypsum Board Demountable Partitions
23-25 40 14 11 17: Metal Demountable Partitions
23-25 40 14 11 21: Wood Demountable Partitions
23-25 40 14 14: Sanitary Partitions and Cubicles
23-25 40 14 14 11: Toilet Compartments and Urinal Screens
23-25 40 14 14 11 11: Metal Toilet Compartments and Urinal Screens
23-25 40 14 14 11 14: Plastic Laminate Toilet Compartments and Urinal Screens
23-25 40 14 14 11 17: Plastic Toilet Compartments and Urinal Screens
23-25 40 14 14 11 21: Particleboard Toilet Compartments and Urinal Screens
23-25 40 14 14 11 24: Stone Toilet Compartments and Urinal Screens
23-25 40 14 14 14: Shower and Dressing Compartments
23-25 40 14 14 14 11: Metal Shower and Dressing Compartments
23-25 40 14 14 14 14: Plastic Laminate Shower and Dressing Compartments
23-25 40 14 14 14 17: Plastic Shower and Dressing Compartments
23-25 40 14 14 14 21: Particleboard Shower and Dressing Compartments
23-25 40 14 14 14 24: Stone Shower and Dressing Compartments
23-25 40 14 14 17: Cubicles
23-25 40 14 14 17 11: Cubicle Curtains
23-25 40 14 14 17 14: Cubicle Track and Hardware
23-25 40 14 17: Storage Wall Partitions and Compartments
23-25 40 14 17 11: Wire Mesh Partitions
23-25 40 14 21: Modular Corridor Linings
23-25 40 14 24: Combined Partitions and Ceilings
23-25 40 17: Operable Partitions
23-25 40 17 11: Horizontally Sliding Partitions
23-25 40 17 14: Folding Panel Partitions
23-25 40 17 17: Accordion Folding Partitions
23-25 40 17 21: Coiling Partitions
23-25 40 17 24: Vertically Sliding Room Dividers
23-25 40 21: Fences
23-25 40 21 11: Fence Components
23-25 40 21 11 11: Fence Posts
23-25 40 21 11 14: Fencing Fabric
23-25 40 21 11 17: Fence Accessories
23-25 40 21 14: Fences by Material
23-25 40 21 14 11: Wood Fences
23-25 40 21 14 14: Metal Fences
23-25 40 21 14 17: Plastic Fences
23-25 40 21 14 21: Composite Fences
23-25 40 21 17: Fences by Type
23-25 40 21 17 11: Chain Link Fences
23-25 40 21 17 14: Wire Fences
23-25 40 21 17 17: Ornamental Fences
23-25 40 21 17 21: Post and Rail Fences
23-25 40 21 17 24: Panel Fences
23-25 40 21 21: Gates
23-25 40 21 21 11: Swinging Gates
23-25 40 21 21 14: Sliding Gates
23-25 40 21 24: Turnstiles
23-25 40 21 27: Portable Post and Railing Barriers
23-30: Openings: Passages: Protection
23-30 10: Doors
23-30 10 11: Door Components
23-30 10 11 11: Door Frames
23-30 10 11 14: Door
23-30 10 11 17: Preassembled Door and Frame Units
23-30 10 11 21: Fanlights
23-30 10 11 24: Door Sections
23-30 10 11 24 11: Structural Door Sections
23-30 10 11 24 14: Door Cladding Sections
23-30 10 11 27: Door Linings and Boards
23-30 10 11 31: Door Renovation Sets
23-30 10 11 34: Door Accessories
23-30 10 11 34 11: Peep Holes
23-30 10 11 34 14: Buffers and Stops
23-30 10 11 34 17: Mail Openings and Slots
23-30 10 11 34 21: Door Louvers and Lights
23-30 10 14: Passage Doors by Material
23-30 10 14 11: Metal Passage Doors
23-30 10 14 14: Wood Passage Doors
23-30 10 14 17: Plastic Passage Doors
23-30 10 14 21: Composite Passage Doors
23-30 10 14 24: Glazed Passage Doors
23-30 10 14 27: All-Glass Passage Doors
23-30 10 17: Doors and Grills by Method of Operation
23-30 10 17 11: Sliding Doors
23-30 10 17 14: Sliding Grills
23-30 10 17 17: Folding Doors and Grilles
23-30 10 17 17 11: Accordion Folding Doors
23-30 10 17 17 14: Accordion Folding Grilles
23-30 10 17 17 17: Folding Fire Doors
23-30 10 17 17 21: Panel Folding Doors
23-30 10 17 17 24: Bifold Doors
23-30 10 17 21: Revolving Doors
23-30 10 17 24: Balanced Doors
23-30 10 17 27: Coiling Doors
23-30 10 17 27 11: Overhead Coiling
23-30 10 17 27 14: Side Coiling
23-30 10 17 31: Vertical Lift Doors
23-30 10 17 31 11: Multi-Leaf Vertical Lift Doors
23-30 10 17 31 14: Telescoping Vertical Lift Doors
23-30 10 17 34: Telescopic Stacking Doors
23-30 10 17 37: Overhead Doors
23-30 10 17 37 11: Single-Panel Overhead Doors
23-30 10 17 37 14: Sectional Overhead Doors
23-30 10 21: Special Function Doors
23-30 10 21 11: Fire Doors
23-30 10 21 11 11: Rolling Fire Doors
23-30 10 21 11 14: Fire Shutters
23-30 10 21 11 17: Swinging Fire Doors
23-30 10 21 11 21: Temperature Rate of Rise Fire Doors
23-30 10 21 14: Security Doors
23-30 10 21 17: Controlled Environment Doors
23-30 10 21 17 11: Cold Storage Doors
23-30 10 21 17 14: Sound Control Doors
23-30 10 21 17 17: Radiation Protection Doors
23-30 10 21 17 17 11: Electromagnetic Shielding Doors
23-30 10 21 17 17 14: RF Shielding Doors
23-30 10 21 17 17 17: BO Shielding Doors
23-30 10 21 17 17 21: Radio Frequency Protection Doors
23-30 10 21 17 17 24: X-Ray Protection Doors
23-30 10 21 17 17 27: Nuclear Radiation Protection Doors
23-30 10 21 17 17 31: High Energy Magnetic Pulse Protection Doors
23-30 10 21 21: Detention Doors
23-30 10 21 24: Hanger Doors
23-30 10 21 27: Lightproof Doors
23-30 10 21 27 11: Revolving Darkroom Door
23-30 10 21 31: Traffic Doors
23-30 10 21 31 11: Flexible Traffic Doors
23-30 10 21 31 14: Flexible Strip Doors
23-30 10 21 31 17: Rigid Panel Traffic Doors
23-30 10 21 31 21: Rapid Opening Doors
23-30 10 21 34: Industrial Doors
23-30 10 21 37: Pressure-Resistant Doors
23-30 10 21 37 11: Airtight Doors
23-30 10 21 37 14: Blast-Resistant Doors
23-30 10 21 37 17: Watertight Doors
23-30 10 24: Other Doors
23-30 10 24 11: Storm Doors
23-30 10 24 14: Screen Doors
23-30 10 24 17: Other Special Purpose Doors
23-30 10 27: Access Doors and Panels
23-30 10 27 11: Trap Doors
23-30 10 27 14: Access Panels
23-30 10 27 17: Access Doors
23-30 10 27 21: Floor Hatches
23-30 10 27 24: Roof Hatches
23-30 10 27 27: Security Hatches
23-30 20: Windows
23-30 20 11: Window Components
23-30 20 11 11: Window Sections
23-30 20 11 14: Window Linings and Boards
23-30 20 11 17: Window Vents
23-30 20 14: Windows by Material
23-30 20 14 11: Metal Windows
23-30 20 14 14: Wood Windows
23-30 20 14 17: Plastic Windows
23-30 20 14 21: Composite Windows
23-30 20 17: Windows by Method of Opening
23-30 20 17 11: Fixed Windows
23-30 20 17 14: Sliding Windows
23-30 20 17 14 11: Vertical Sliding Windows
23-30 20 17 14 14: Horizontal Sliding Windows
23-30 20 17 17: Hung Windows
23-30 20 17 17 11: Single-Hung Windows
23-30 20 17 17 14: Double-Hung Windows
23-30 20 17 17 17: Triple-Hung Windows
23-30 20 17 21: Swinging Windows
23-30 20 17 21 11: Awning Windows
23-30 20 17 21 14: Casement Windows
23-30 20 17 21 17: Projected Windows
23-30 20 17 21 21: Vertical Pivoted Windows
23-30 20 17 21 24: Jalousie Windows
23-30 20 17 21 27: Jal-Awning Windows
23-30 20 21: Other Windows
23-30 20 21 11: Projecting Windows
23-30 20 21 11 11: Bay Windows
23-30 20 21 11 11 11: Angled Bay Windows
23-30 20 21 11 11 14: Box Bay Windows
23-30 20 21 11 14: Bow Windows
23-30 20 21 11 17: Garden Windows
23-30 20 21 14: Roof Windows
23-30 20 21 17: Pavement Lights
23-30 20 21 17 11: Glass Masonry Units
23-30 20 24: Special Purpose Windows
23-30 20 24 11: Detention Windows
23-30 20 24 14: Pass Windows
23-30 20 24 17: Controlled Environment Windows
23-30 20 24 17 11: Sound Control Windows
23-30 20 24 17 14: Radiation Protection Windows
23-30 20 24 17 14 11: Electromagnetic Shielding Windows
23-30 20 24 17 14 14: RF Shielding Windows
23-30 20 24 17 14 17: BO Shielding Windows
23-30 20 24 17 14 21: Radio Frequency Protection Windows
23-30 20 24 17 14 24: X-Ray Protection Windows
23-30 20 24 17 14 27: Nuclear Radiation Protection Windows
23-30 20 24 17 14 31: High Energy Magnetic Pulse Protection Windows
23-30 20 24 21: Security Windows
23-30 30: Skylights
23-30 30 11: Skylight Components
23-30 30 11 11: Skylight Hardware
23-30 30 14: Unit Skylights
23-30 30 14 11: Domed Unit Skylights
23-30 30 14 14: Pyramidal Unit Skylights
23-30 30 14 17: Vaulted Unit Skylights
23-30 30 17: Metal-Framed Skylights
23-30 30 17 11: Domed Metal-Framed Skylights
23-30 30 17 14: Motorized Metal-Framed Skylights
23-30 30 17 17: Pyramidal Metal-Framed Skylights
23-30 30 17 21: Ridge Metal-Framed Skylights
23-30 30 17 24: Vaulted Metal-Framed Skylights
23-30 30 21: Lantern Lights
23-30 30 24: Tubular Skylights
23-30 40: Hardware for Openings
23-30 40 11: Hardware for Doors
23-30 40 11 11: Rotation: Pivoting Door Gear
23-30 40 11 14: Sliding Door Gear
23-30 40 11 17: Combined Movement Door Gear
23-30 40 11 21: Door Guiding Hardware
23-30 40 11 24: Door Holding Hardware
23-30 40 11 24 11: Door Hold Open Hardware
23-30 40 11 27: Door Closing Hardware
23-30 40 11 27 11: Door Closers
23-30 40 11 27 11 11: Floor Door Closers
23-30 40 11 27 11 14: Surface Door Closers
23-30 40 11 27 11 17: Concealed Overhead Door Closers
23-30 40 11 31: Door Locking Hardware
23-30 40 11 34: Automatic Door Controls and Operators
23-30 40 11 34 11: Card Key Door Locking Hardware
23-30 40 11 34 14: Electrical Door Locking Control
23-30 40 11 34 17: Electromagnetic Door Holders
23-30 40 14: Hardware for Windows
23-30 40 14 11: Sliding Window Gear
23-30 40 14 11 11: Horizontal Sliding Window Gear
23-30 40 14 11 14: Vertical Sliding Window Gear
23-30 40 14 11 17: Sliding Projecting Window Gear
23-30 40 14 14: Horizontal Pivoting Window Gear
23-30 40 14 17: Window Tilt and Turn Gear
23-30 40 14 21: Louver Gear
23-30 40 14 24: Automatic Window Equipment
23-30 40 14 27: Window Locks
23-30 40 14 31: Window Lifts
23-30 40 14 34: Window Operators
23-30 40 17: Specialties for Openings
23-30 40 17 11: Door Specialties
23-30 40 17 14: Window Specialties
23-30 40 21: Mechanical Fasteners for Openings
23-30 40 24: Hinges and Pivots
23-30 40 24 11: Hinges
23-30 40 24 14: Pivots
23-30 40 27: Locks and Latches
23-30 40 27 11: Mortise
23-30 40 27 14: Cylindrical Latch
23-30 40 27 17: Lock Cylinders
23-30 40 27 21: Deadbolts
23-30 40 31: Handles: Knobs: Levers: and Security Bars
23-30 40 31 11: Security Devices
23-30 40 34: Weatherstripping and Seals
23-30 40 34 11: Door Weatherstripping and Seals
23-30 40 34 14: Thresholds
23-30 40 34 17: Window Weatherstripping and Seals
23-30 40 99: Other Openings Hardware
23-30 40 99 11: Door Stops
23-30 50: Glazing
23-30 50 11: Glass Glazing
23-30 50 11 11: Bent Glass
23-30 50 11 14: Chemically-Strengthened Glass
23-30 50 11 17: Coated Glass
23-30 50 11 21: Composite Glass
23-30 50 11 24: Decorative Glass
23-30 50 11 27: Fire-Rated Glass
23-30 50 11 31: Float Glass
23-30 50 11 34: Heat-Strengthened Glass
23-30 50 11 37: Impact Resistant Glass
23-30 50 11 41: Insulating Glass
23-30 50 11 44: Laminated Glass
23-30 50 11 47: Low-Emissivity Glass
23-30 50 11 51: Mirrored Glass
23-30 50 11 54: Rolled Glass
23-30 50 11 57: Spandrel Glass
23-30 50 11 61: Tempered Glass
23-30 50 11 64: Wired Glass
23-30 50 14: Plastic Glazing
23-30 50 14 11: Ballistics-Resistant Plastic Glazing
23-30 50 14 14: Decorative Plastic Glazing
23-30 50 14 17: Insulating Plastic Glazing
23-30 50 14 21: Translucent Plastic Glazing
23-30 50 14 24: Transparent Plastic Glazing
23-30 50 14 27: Mirrored Plastic Glazing
23-30 50 17: Glazing by Special Function
23-30 50 17 11: Security Glazing
23-30 50 17 14: Ballistics-Resistant Glass Glazing
23-30 50 17 17: Pressure-Resistant Glazing
23-30 50 17 21: Hurricane-Resistant Glazing
23-30 50 17 24: Radiation-Resistant Glazing
23-30 50 17 27: Transparent Mirrored Glazing
23-30 50 17 31: Cable Suspended Glazing
23-30 50 21: Glazing Components
23-30 50 21 11: Glazing Frames
23-30 50 21 14: Glazing Sections
23-30 50 21 17: Mechanical Glazing Fasteners
23-30 50 24: Glazing Accessories
23-30 50 24 11: Glazing Beads
23-30 50 24 14: Condensation Channels
23-30 50 24 17: Glazing Sealants and Tapes
23-30 50 24 21: Glazing Gaskets
23-30 50 24 24: Glazing Leading Material
23-30 50 27: Protective Films by Performance
23-30 50 27 11: Solar Control Films
23-30 50 27 14: Safety Films
23-30 50 27 17: Security Films
23-30 50 31: Glazing Sections: Blocks
23-30 50 31 11: U Sections
23-30 50 31 14: Glass Masonry Units
23-30 60: Protection of Openings
23-30 60 11: Exterior Protection of Openings
23-30 60 11 11: Projecting Screens
23-30 60 11 11 11: Canopies
23-30 60 11 11 11 11: Solid Canopies
23-30 60 11 11 11 14: Louvered Canopies
23-30 60 11 11 14: Vertical Fins
23-30 60 11 11 14 11: Solid Vertical Fins
23-30 60 11 11 14 14: Louvered Vertical Fins
23-30 60 11 11 17: Awnings
23-30 60 11 11 17 11: Manual Awnings
23-30 60 11 11 17 14: Powered Awnings
23-30 60 11 14: Exterior Shutters
23-30 60 11 14 11: Shutter Components
23-30 60 11 14 11 11: Roller Shutter Gear
23-30 60 11 14 11 14: Roller Shutter Sections
23-30 60 11 14 11 17: Roller Shutter Casings
23-30 60 11 14 14: Sliding Exterior Shutters
23-30 60 11 14 17: Swinging Exterior Shutters
23-30 60 11 14 21: Coiling Exterior Shutters
23-30 60 11 17: Exterior Louvers and Grilles
23-30 60 11 17 11: Fixed Exterior Louvers and Grilles
23-30 60 11 17 14: Roller Exterior Louvers and Grilles
23-30 60 11 17 17: Sliding Exterior Louvers and Grilles
23-30 60 11 21: Storm Panels
23-30 60 11 21 11: Demountable Storm Panels
23-30 60 11 21 14: Movable Storm Panels
23-30 60 14: Interior Window Treatment
23-30 60 14 11: Blinds
23-30 60 14 11 11: Horizontal Blinds
23-30 60 14 11 14: Vertical Blinds
23-30 60 14 11 17: Blinds Components
23-30 60 14 11 17 11: Slats
23-30 60 14 11 17 14: Vanes
23-30 60 14 11 17 17: Blinds Hardware
23-30 60 14 14: Curtains and Drapes
23-30 60 14 17: Interior Shutters
23-30 60 14 21: Shades
23-30 60 14 24: Solar-Control Films
23-30 60 17: Fire and Smoke Shutters and Curtains
23-30 60 17 11: Fire Shutters
23-30 60 17 11 11: Vertical Fire Shutters
23-30 60 17 11 14: Horizontal Fire Shutters
23-30 60 17 14: Smoke Curtains and Shutters
23-30 60 17 17: Water Spray Smoke Curtains
23-30 60 21: Insect Screens
23-30 60 21 11: Complete Insect Screens
23-30 60 21 14: Components
23-30 60 21 14 11: Frames for Insect Screens
23-30 60 21 14 14: Mesh for Insect Screens
23-30 70: Circulation and Escape
23-30 70 11: Ramps
23-30 70 14: Walkways
23-30 70 17: Ladders
23-30 70 17 11: Ladder Components
23-30 70 17 11 11: Ladder Hardware
23-30 70 17 11 14: Rungs
23-30 70 17 14: Vertical Ladders
23-30 70 17 17: Ships Ladders
23-30 70 21: Stairs
23-30 70 21 11: Stair Components
23-30 70 21 11 11: Stair Treads
23-30 70 21 11 11 11: Stair Nosings
23-30 70 21 11 11 14: Tread Coverings
23-30 70 21 11 14: Stair Railings
23-30 70 21 11 17: Stair Handrails
23-30 70 21 11 21: Stair Barrier Gates
23-30 70 21 14: Spiral Stairs
23-30 70 21 14 11: Metal Spiral Stairs
23-30 70 21 14 14: Wood Spiral Stairs
23-30 70 21 17: Retractable Stairs
23-30 70 24: Fire Escapes
23-30 70 24 11: Escape Ladders: Stairs
23-30 70 24 11 11: Fire Escapes
23-30 70 24 14: Escape Slides
23-30 70 24 17: Slings
23-30 80: Circulation Guiding and Protection
23-30 80 11: Guardrails
23-30 80 11 11: Guardrail Components
23-30 80 11 11 11: Infill Panels
23-30 80 11 11 14: Posts: Newel Posts: Pickets
23-30 80 11 11 17: Railing
23-30 80 14: Handrails
23-30 82 11: Rope Handrails
23-30 82 12: Cappings
23-30 82 13: Chain Handrails
23-30 80 17: Impact Protection
23-30 80 17 11: Impact Guard Rails
23-30 80 17 11 11: Bumper Guards
23-30 80 17 14: Corner Guards
23-30 80 17 17: Column Protectors
23-30 80 17 21: Door and Wall Protectors
23-30 80 17 21 11: Impact-Resistant Wall Protection
23-35: Covering: Cladding: and Finishes
23-35 05: Multi-Function Coverings: Claddings: Linings
23-35 05 11: Multi-Function Claddings
23-35 06 10: Roof and Wall Cladding
23-35 06 11: Siding
23-35 06 11 10: Metal Siding
23-35 06 11 20: Composition Siding
23-35 06 11 30: Mineral Fiber Cement Siding
23-35 06 11 40: Plastic Siding
23-35 06 11 50: Wood Siding
23-35 06 20: Multi-Function Linings
23-35 06 21: Roof and Wall Panels
23-35 06 21 10: Metal Roof and Wall Panels
23-35 06 21 20: Plastic Roof and Wall Panels
23-35 06 21 30: Wood Roof and Wall Panels
23-35 06 21 40: Composite Roof and Wall Panels
23-35 06 21 50: Faced Roof and Wall Panels
23-35 06 21 51: Aggregate Coated Panels
23-35 06 21 52: Porcelain Enameled Faced Panels
23-35 06 21 53: Tile Faced Panels
23-35 06 21 60: Fiber-Reinforced Cementitious Panels
23-35 06 21 61: Glass-Fiber-Reinforced Cementitious Panels
23-35 06 21 62: Miner-Fiber-Reinforced Cementitious Panels
23-35 06 22: Ceiling and Wall Panels
23-35 06 22 10: Flexible Wood Sheets
23-35 06 22 20: Acoustical Wall Treatment
23-35 06 23: Plasters
23-35 05 14: Preformed Casings
23-35 05 17: Ancillary Products for Coverings and Claddings
23-35 05 17 11: Supports for Coverings and Claddings
23-35 05 17 14: Mechanical Fasteners for Coverings and Claddings
23-35 05 17 17: Movement and Dividing Joints for Coverings and Claddings
23-35 05 17 21: Joint Coverings: Flashings: Tapes
23-35 05 17 24: Reinforcements for Coverings and Claddings
23-35 05 17 27: Trims: Edgings: Cappings
23-35 05 17 31: Spacers
23-35 05 17 34: Profile Fillers
23-35 05 17 37: Underlays: Linings: Separations
23-35 05 17 41: Beddings: Adhesives for Coverings and Claddings
23-35 05 17 44: Sealants for Coverings and Claddings
23-35 10: Wall Coverings: Claddings: Linings
23-35 10 11: Wall Cladding Sections
23-35 10 11 11: Metal Wall Cladding Sections
23-35 10 11 14: Wood Wall Cladding Sections
23-35 10 11 17: Plastics Wall Cladding Sections
23-35 10 11 99: Other Wall Cladding Sections
23-35 10 14: Wall Tiles
23-35 10 14 11: Stone: Natural and Reconstituted Wall Tiles
23-35 10 14 14: Cementitious Wall Tiles
23-35 10 14 17: Clay-Based Wall Tiles
23-35 10 14 21: Metal Wall Tiles
23-35 10 14 24: Vegetable-Based Wall Tiles
23-35 10 14 27: Plastics Wall Tiles
23-35 10 14 31: Other Wall Tiles
23-35 10 17: Wall Cladding Panels
23-35 10 17 11: Stone Facing
23-35 10 17 14: Cementitious Wall Cladding Panels
23-35 10 17 14 11: Precast Concrete Wall Cladding Panels
23-35 10 17 17: Metal Wall Cladding Panels
23-35 10 17 21: Wood-Based Wall Cladding Panels
23-35 10 17 24: Plastic Wall Cladding Panels
23-35 10 17 24 11: Plastic Blocks
23-35 10 17 99: Other Wall Cladding Panels
23-35 10 21: Wall Cladding Sheets
23-35 10 21 11: Fiber-Based Wall Cladding Sheets
23-35 10 21 14: Metal Wall Cladding Sheets
23-35 10 21 17: Plastic Wall Cladding Sheets
23-35 10 24: Wall Coverings
23-35 10 24 11: Wallpaper
23-35 10 24 14: Wall Fabrics
23-35 10 24 17: Plastic Wall Coverings
23-35 10 24 21: Cork Wall Covering
23-35 10 24 24: Vinyl-Coated Fabric Wall Covering
23-35 10 24 27: Vinyl Wall Covering
23-35 10 24 31: Wall Carpet
23-35 10 24 34: Wall Veneers
23-35 10 27: Wall Linings
23-35 10 31: Wall Finish Coatings
23-35 17 10: Renders
23-35 17 20: Acoustical Wall Finishes
23-35 10 34: Wall Specialties and Trim
23-35 10 34 11: Pilasters
23-35 10 34 14: Niches
23-35 10 34 17: Moldings
23-35 10 34 21: Renovating Wall Coverings: Claddings
23-35 10 37: Wall Finish Restoration Products
23-35 20: Roof Coverings: Claddings: Linings
23-35 20 11: Roof Shingles and Tiles
23-35 20 11 11: Roof Shingle and Tile Components
23-35 20 11 11 11: Shingles: Shakes
23-35 20 11 11 14: Slate: Tile Vents
23-35 20 11 11 17: Tile and Slate Mechanical Fasteners
23-35 20 11 11 21: Ridges: Rake Edges (Verges ): Edges
23-35 20 11 11 24: Underlayment
23-35 20 11 14: Roof Tiles
23-35 20 11 14 11: Clay
23-35 20 11 14 14: Concrete
23-35 20 11 14 17: Metal
23-35 20 11 14 21: Mineral Fiber Cement
23-35 20 11 14 24: Plastic
23-35 20 11 17: Slates
23-35 20 11 21: Natural Stone Roofing
23-35 20 11 24: Roof Shingles
23-35 20 11 24 11: Asphalt Roof Shingles
23-35 20 11 24 14: Fiberglass Reinforced Roof Shingles
23-35 20 11 24 17: Metal Roof Shingles
23-35 20 11 24 21: Mineral Fiber Cement Roof Shingles
23-35 20 11 24 24: Plastic Roof Shingles
23-35 20 11 24 27: Porcelain Enamel Roof Shingles
23-35 20 11 24 31: Wood Shingles
23-35 20 11 27: Shakes
23-35 20 11 27 11: Wood Shakes
23-35 20 14: Roof Cladding
23-35 20 14 11: Roof Cladding Sheets
23-35 20 14 11 11: Metal Roof Panels
23-35 20 14 11 11: Sheet Metal Roofing
23-35 20 14 14: Roof Battens
23-35 20 17: Roof Coverings
23-35 20 17 11: Thatched Roofing
23-35 20 17 14: Sod Roofing
23-35 20 17 17: Vegetated Covering
23-35 20 21: Roof Membranes
23-35 20 21 11: Single-Layer Roof Membranes
23-35 20 21 11 11: Elastomeric Single-Layer Roof Membranes
23-35 20 21 11 11 11: Chlorinated Polyethylene (CPE) Single-Layer Roof Membranes
23-35 20 21 11 11 14: Chlorosulfonated Polyethylene (CSPE) Single-Layer Roof Membranes
23-35 20 21 11 11 17: Copolymer Alloy (CPA) Single-Layer Roof Membranes
23-35 20 21 11 11 21: Ethylene Propylene Diene Monomer (EPDM) Single-Layer Roof Membranes
23-35 20 21 11 11 24: Nitrile Butadiene Polymer (NBP) Single-Layer Roof Membranes
23-35 20 21 11 11 27: Polyisobutylene (PIB) Single-Layer Roof Membranes
23-35 20 21 11 14: Thermoplastic Single-Layer Roof Membranes
23-35 20 21 11 14 11: Ethylene Interpolymer (EIP) Single-Layer Roof Membranes
23-35 20 21 11 14 14: Polyvinyl chloride (PVC) Single-Layer Roof Membranes
23-35 20 21 11 14 17: Thermoplastic Alloy (TPA) Single-Layer Roof Membranes
23-35 20 21 14: Multi-Layer Roof Membranes
23-35 20 21 14 11: Built-Up Bituminous Roofing
23-35 20 21 14 11 11: Asphalt Roofing
23-35 20 21 14 11 14: Coal-Tar Roofing
23-35 20 21 14 14: Cold-Applied Bituminous Roofing
23-35 20 21 14 14 11: Cold-Applied Mastic Roof Membrane
23-35 20 21 14 14 14: Glass-Fiber-Reinforced Asphalt Emulsion Roofing
23-35 20 21 14 17: Modified Bituminous Roof Membranes (APP: SBS: etc )
23-35 20 21 17: Fluid Applied Roofing
23-35 20 21 21: Coated Foam Roofing
23-35 20 21 24: Roll Roofing
23-35 20 24: Roof Decking
23-35 20 24 11: Cementitious Roof Deck
23-35 20 24 14: Lightweight Concrete Roof Insulation
23-35 20 24 14 11: Composite Concrete and Insulation Roof Deck
23-35 20 24 14 14: Lightweight Cellular Concrete Roof Deck
23-35 20 24 14 17: Lightweight Insulating Concrete Roof Deck
23-35 20 24 17: Concrete Roof Topping
23-35 20 27: Roof Finishing Coatings
23-35 20 31: Roof Specialties and Accessories
23-35 20 31 11: Roof Edgings and Trims
23-35 20 31 11 11: Copings
23-35 20 31 11 14: Counterflashing Systems
23-35 20 31 11 21: Gravel Stops and Facias
23-35 20 31 11 24: Roof Penetration Flashing
23-35 20 31 11 27: Reglets
23-35 20 31 11 31: Scuppers
23-35 20 31 14: Flexible Flashing
23-35 20 31 14 11: Laminated Sheet Flexible Flashing
23-35 20 31 14 14: Modified Bituminous Sheet Flexible Flashing
23-35 20 31 14 17: Plastic Sheet Flexible Flashing
23-35 20 31 14 21: Rubber Sheet Flexible Flashing
23-35 20 31 14 24: Self-Adhering Sheet Flexible Flashing
23-35 20 31 17: Roof Expansion Joints
23-35 20 31 21: Roof Vents
23-35 20 31 21 11: Relief Vents
23-35 20 31 21 14: Ridge Vents
23-35 20 31 21 17: Smoke Vents
23-35 20 31 24: Roof Walkways
23-35 20 31 24 11: Roof Pavers
23-35 20 31 24 11 11: Precast Concrete Roof Pavers
23-35 20 31 24 11 14: Pedestals Roof Pavers
23-35 20 31 24 14: Roof Treads
23-35 20 31 24 14 11: Rubber Roof Treads
23-35 20 31 27: Roof Accessories
23-35 20 31 27 11: Manufactured Roof Curbs
23-35 20 31 27 14: Snow Guards
23-35 20 31 27 17: Piping Portals
23-35 20 31 27 21: Roof Domes: Turrets: Lanterns
23-35 20 31 31: Vegetated Roof Planting Modules
23-35 20 31 34: Renovation Products for Roof Coverings and Claddings
23-35 50: Floor Coverings
23-35 50 11: Flooring Specialties and Accessories
23-35 50 11 11: Floor Toppings
23-35 50 11 11 11: Concrete Floor Topping
23-35 50 11 14: Floor Underlayments
23-35 50 11 14 11: Cementitious Floor Underlayment
23-35 50 11 14 11 11: Gypsum Floor Underlayment
23-35 50 11 14 11 14: Portland Cement Floor Underlayment
23-35 50 11 14 14: Other Floor Underlayments
23-35 50 11 17: Floor Treatment Products
23-35 50 11 17 11: Floor Sealers
23-35 50 11 17 14: Floor Hardeners
23-35 50 11 17 17: Slip-Resistant Floor Treatment
23-35 50 11 17 21: Static-Resistant Floor Treatment
23-35 50 11 17 24: Acid-Resistant Floor Treatment
23-35 50 11 21: Floor Base and Accessories
23-35 50 11 21 11: Base and Accessories for Floor Coverings
23-35 50 11 21 14: Acoustic Floor Mountings
23-35 50 11 21 17: Underlays: Linings: Separations
23-35 50 11 24: Floor Mats and Grilles
23-35 50 11 24 11: Floor Mats
23-35 50 11 24 14: Floor Grilles
23-35 50 11 24 17: Floor Gratings
23-35 50 11 31: Flooring Restoration Products
23-35 50 14: Floor Covering Strips: Tiles: Blocks: and Slabs
23-35 50 14 11: Wood Flooring
23-35 50 14 11 11: Cushioned Wood Flooring Assemblies
23-35 50 14 11 14: Mastic Set Wood Flooring Assemblies
23-35 50 14 11 17: Resilient Wood Flooring Assemblies
23-35 50 14 11 21: Wood Athletic Flooring
23-35 50 14 11 24: Wood Block Flooring
23-35 50 14 11 27: Wood Composition Flooring
23-35 50 14 11 31: Wood Parquet Flooring
23-35 50 14 11 34: Wood Strip Flooring
23-35 50 14 14: Tile Flooring
23-35 50 14 14 11: Ceramic Tile Flooring
23-35 50 14 14 11 11: Ceramic Mosaic Tile Flooring
23-35 50 14 14 11 14: Conductive Tile Flooring
23-35 50 14 14 14: Quarry Tile Flooring
23-35 52 22 10: Chemical-Resistant Quarry Tile Flooring
23-35 50 14 14 17: Porcelain Tile Flooring
23-35 50 14 14 21: Glass Mosaic Tile Flooring
23-35 50 14 14 24: Plastic Tile Flooring
23-35 50 14 14 27: Metal Tile Flooring
23-35 50 14 14 31: Natural Cut Stone Tile Flooring
23-35 50 14 14 34: Tile Flooring Restoration Products
23-35 50 14 17: Terrazzo Flooring
23-35 50 14 17 11: Portland Cement Terrazzo Flooring
23-35 50 14 17 14: Precast Terrazzo Flooring
23-35 50 14 17 17: Conductive Terrazzo Flooring
23-35 50 14 17 21: Plastic matrix Terrazzo Flooring
23-35 50 14 17 24: Terrazzo Flooring Restoration Products
23-35 50 14 21: Masonry Flooring
23-35 50 14 21 11: Brick Flooring
23-35 50 14 21 11 11: Chemical-Resistant Brick Flooring
23-35 50 14 21 14: Stone Flooring
23-35 50 14 24: Precast Tile and Slab Flooring
23-35 50 14 27: Metal Flooring
23-35 50 17: Resilient Flooring
23-35 50 17 11: Cork Flooring
23-35 50 17 14: Plastic Flooring
23-35 50 17 17: Rubber Flooring
23-35 50 17 21: Linoleum Flooring
23-35 50 17 24: Mechanical Fasteners for Resilient Floor Coverings
23-35 50 17 24 11: Floor Clips
23-35 50 17 24 14: Carpet Grippers
23-35 50 17 24 17: Stair Rods
23-35 50 17 27: Other Resilient Flooring
23-35 50 21: Carpet Flooring
23-35 50 21 11: Carpet Cushion
23-35 50 21 14: Carpet Tile
23-35 50 21 17: Indoor and Outdoor Carpet
23-35 50 21 21: Sheet Carpet
23-35 50 24: Preformed Flooring Systems
23-35 50 24 11: Floating Floors
23-35 50 24 14: Portable Floors
23-35 50 24 17: Convertible Floors
23-35 50 24 21: Gymnasium or Dance Flooring
23-35 50 27: Access Flooring
23-35 50 27 11: Access Flooring Components
23-35 50 27 11 11: Access Floors: Frames
23-35 50 27 11 14: Access Floors: Infill Panels
23-35 50 27 14: Rigid Grid Access Flooring
23-35 50 27 17: Snap-On Stringer Access Flooring
23-35 50 27 21: Stringerless Access Flooring
23-35 50 31: Floor Finishing Coatings
23-35 50 31 11: Industrial Floor Coatings
23-35 50 31 14: Fluid-Applied Flooring
23-35 50 31 14 11: Elastomeric Liquid
23-35 50 31 14 14: Epoxy-Marble Chip
23-35 50 31 14 17: Magnesium Oxychoride
23-35 50 31 14 21: Mastic Fills
23-35 50 31 14 24: Resinous
23-35 50 31 14 27: Seamless Quartz
23-35 70: Ceiling Coverings: Claddings: and Linings
23-35 70 11: Ceiling Tiles: Panels: Strips: and Sections
23-35 70 11 11: Ceiling Tiles
23-35 70 11 11 11: Acoustical Ceiling Tile
23-35 70 11 14: Ceiling Panels
23-35 70 11 14 11: Acoustical Ceiling Panels
23-35 70 11 14 14: Mirror Ceiling Panel
23-35 70 11 17: Ceiling Covering Strips
23-35 70 11 17 11: Linear Metal Ceiling Covering Strips
23-35 70 11 17 14: Linear Wood Ceiling Covering Strips
23-35 70 11 21: Ceiling Covering Sections
23-35 70 11 21 11: Suspended Decorative Ceiling Grids
23-35 70 14: Ceiling Finishing Coatings
23-35 70 14 11: Textured Ceilings
23-35 70 14 11 11: Gypsum Panel Textured Ceilings
23-35 70 14 11 14: Metal Panel Textured Ceilings
23-35 70 17: Ceiling Specialties and Accessories
23-35 70 17 11: Roses: Ceiling Centerpieces
23-35 70 17 14: Ceiling Coving
23-35 70 17 17: Cornices: Friezes
23-35 70 21: Ceiling Assembly Restoration Products
23-35 70 24: Ceilings
23-35 70 24 11: Suspended Ceilings
23-35 70 24 11 11: Suspended Ceiling Components
23-35 70 24 11 11 11: Suspended Ceilings: Suspension Assembly
23-35 70 24 11 11 14: Suspended Ceilings: Panels and Tiles
23-35 70 24 11 11 17: Suspended Ceilings: Grids
23-35 70 24 11 11 21: Mechanical Fasteners for Suspended Ceilings
23-35 70 24 11 14: Acoustical Ceilings
23-35 70 24 11 14 11: Metal Pan Acoustical Ceilings
23-35 70 24 11 14 14: Acoustical Panel Ceilings
23-35 70 24 11 14 17: Acoustical Tile Ceilings
23-35 70 24 11 17: Specialty Ceilings
23-35 70 24 11 17 11: Integrated Ceilings
23-35 70 24 11 17 14: Linear Ceilings
23-35 70 24 11 17 14 11: Metal Linear Ceilings
23-35 70 24 11 17 14 14: Wood Linear Ceilings
23-35 70 24 11 17 17: Luminous Ceilings
23-35 70 24 11 17 21: Mirror Panel Ceilings
23-35 70 24 11 17 24: Textured Ceilings
23-35 70 24 11 17 27: Suspended Decorative Grids
23-35 70 24 14: Stretched Fabric Ceilings
23-35 90: Applied Coatings
23-35 90 11: Paints and Varnishes
23-35 90 11 11: General Purpose Paints and Varnishes
23-35 90 11 11 11: Solvent-Based General Purpose Paints and Varnishes
23-35 90 11 11 14: Water-Based General Purpose Paints and Varnishes
23-35 90 11 14: Textured Paints
23-35 90 11 14 11: Solvent-Based Textured Paints
23-35 90 11 14 14: Water-Based Textured Paints
23-35 90 14: Paints for Particular Applications
23-35 90 14 11: Corrosion Prevention Paints
23-35 90 14 14: Solar Reflective Paints
23-35 90 14 17: Fluorescent Paints
23-35 90 14 21: Line Paints
23-35 90 14 24: Roadway Marking Paints
23-35 90 14 27: Swimming Pool Paints
23-35 90 14 31: Coatings for Concrete and Masonry
23-35 90 17: Powder Coating Services
23-35 90 17 11: Factory-Applied Metal Powder Coatings
23-35 90 21: Inorganic Metal Treatments
23-35 90 21 11: Galvanized Coatings
23-35 90 21 14: Anodized Coatings
23-35 90 21 21: Electro-Plated Coatings
23-35 90 21 24: Vitreous Enameling
23-35 90 21 27: Coatings for Steel
23-35 90 24: Stains and Decorative Surface Impregnations
23-35 90 24 11: Decorative Wood Conservation Products
23-35 90 24 14: Stains
23-35 90 24 14 11: Opaque Stains
23-35 90 24 14 11 11: Exterior Opaque Stains
23-35 90 24 14 11 14: Interior Opaque Stains
23-35 90 24 14 14: Transparent Stains
23-35 90 24 14 14 11: Exterior Transparent Stains
23-35 90 24 14 14 14: Interior Transparent Stains
23-35 90 27: High Performance Coatings
23-35 90 27 11: Abrasion-Resistant Coatings
23-35 90 27 14: Chemical-Resistant Coatings
23-35 90 27 17: Elastomeric Coatings
23-35 90 27 21: Fire-Resistant Coatings
23-35 90 27 24: Graffiti-Resistant Coatings
23-35 90 27 27: High-Building Coatings
23-35 90 27 31: Intumescent Paints
23-35 90 27 34: Marine Coatings
23-35 90 27 37: Textured Plastic Coatings
23-35 90 31: Protective Surface Impregnations
23-35 90 31 11: Surface Consolidation/Hardening Impregnations
23-35 90 31 14: Impregnations Protecting from Biological Attack
23-35 90 31 14 11: Wood Treatment Protecting from Biological Attack
23-35 90 31 14 11 11: Preservative Treatment
23-35 90 31 17: Impregnations Protecting from Fire
23-35 90 31 17 11: Wood Treatment Protecting from Fire
23-35 90 31 17 11 11: Fire-Retardant Treatment
23-35 90 31 21: Water Repellents
23-35 90 31 21 11: Acrylic Water Repellents
23-35 90 31 21 14: Silane Water Repellents
23-35 90 31 21 17: Silicone Water Repellents
23-35 90 31 21 21: Siloxane Water Repellents
23-35 90 31 21 24: Stearate Water Repellents
23-35 90 34: Paint Restoration
23-40: Equipment and Furnishings
23-40 05: Plants and Planting Products
23-40 05 11: Planting Products
23-40 05 11 11: Plant Preparation Products
23-40 05 11 11 11: Topsoil
23-40 05 11 11 11 11: Loam
23-40 05 11 11 11 14: Peat Soil
23-40 05 11 11 14: Fertilizers and Herbicide
23-40 05 11 11 14 11: Fertilizers
23-40 05 11 11 14 14: Herbicides
23-40 05 11 11 14 17: Combined Fertilizer and Herbicide
23-40 05 11 11 17: Mulch
23-40 05 11 11 21: Mats and Netting
23-40 05 11 11 24: Stakes
23-40 05 11 11 27: Blankets
23-40 05 11 11 31: Forms and Stabilizers
23-40 05 11 11 34: Grasscrete Slabs/Sheets
23-40 05 11 14: Plant Maintenance Products
23-40 05 11 14 11: Fertilizers
23-40 05 11 14 14: Lime
23-40 05 11 14 17: Mowing Equipment
23-40 05 11 14 21: Pruning Equipment
23-40 05 11 14 24: Watering Equipment
23-40 05 11 14 27: Irrigation System
23-40 05 14: Lawns and Grasses
23-40 05 14 11: Hydro-Mulch
23-40 05 14 14: Plugs
23-40 05 14 17: Seeds and Soil Supplements
23-40 05 14 21: Sod
23-40 05 17: Exterior Plants
23-40 05 17 11: Ground Covers
23-40 05 17 14: Plants and Bulbs
23-40 05 17 17: Shrubs
23-40 05 17 21: Coniferous Trees
23-40 05 17 24: Deciduous Trees
23-40 05 21: Planting Accessories
23-40 05 21 11: Landscaping Edging
23-40 05 21 14: Landscape Timbers
23-40 05 21 17: Planters
23-40 05 21 21: Tree Grates
23-40 05 21 24: Tree Grids
23-40 10: Exterior Equipment and Furnishings
23-40 10 11: Site Furnishings
23-40 10 11 11: Bicycle Racks
23-40 10 11 14: Exterior Seating
23-40 10 11 17: Exterior Tables
23-40 10 11 21: Trash Receptors
23-40 10 11 24: Storage Specialties for Services and Maintenance
23-40 10 14: Exterior Specialties
23-40 10 14 11: Flagpoles
23-40 10 14 11 11: Automatic Flagpoles
23-40 10 14 11 14: Ground-Set Flagpoles
23-40 10 14 11 17: Nautical Flagpoles
23-40 10 14 11 21: Wall-Mounted Flagpoles
23-40 10 14 14: Manufactured Exterior Specialties
23-40 10 14 14 11: Weathervanes
23-40 10 14 14 14: Clocks
23-40 10 14 14 17: Cupolas
23-40 10 14 14 21: Spires
23-40 10 14 14 24: Steeples
23-40 10 14 14 99: Other Manufactured Exterior Specialties
23-40 10 14 17: Memorials and Statuary
23-40 10 14 21: Markers and Monuments
23-40 10 14 24: Exterior Signs
23-40 10 14 24 11 : Signs: Finger Posts
23-40 10 14 24 14: Street Nameplates
23-40 10 14 24 17: Illuminated Signs
23-40 10 14 27: Bollards
23-40 10 14 31: Public Lighting Columns
23-40 10 17: Garden and Park Furniture
23-40 10 17 11: Garden/Patio Seating and Tables
23-40 10 17 14: Garden Umbrellas
23-40 10 17 17: Exterior Ornamental Fountains
23-40 10 17 21: Bird Houses and Feeders
23-40 10 17 24: Bird Baths
23-40 10 17 27: Tubs for Plants
23-40 10 17 31: Sundials
23-40 10 17 34: Garden Ornaments
23-40 10 21: Playfield Equipment: Structures: and Surfacing
23-40 10 21 11: Playground Equipment
23-40 10 21 14: Play Structures
23-40 10 21 17: Athletic or Recreation Screening
23-40 10 21 17 11: Tennis Court Windbreakers
23-40 10 21 21: External Pools and Ponds
23-40 10 21 24: Athletic and Recreational Surfaces
23-40 10 21 24 11: Sports Field Surfacings
23-40 10 21 24 11 11: Baseball Field Surfacing
23-40 10 21 24 11 14: Multi-Purpose Court Surfacing
23-40 10 21 24 11 17: Resilient Matting
23-40 10 21 24 11 21: Synthetic Grass Surfacing
23-40 10 21 24 11 24: Synthetic Running Track Surfacing
23-40 10 21 24 11 27: Tennis Court Surfacing
23-40 10 21 24 14: Artificial Ski Slopes
23-40 10 21 24 17: Artificial Ice Rinks
23-40 10 21 27: Exterior Athletic Equipment
23-40 10 21 27 11: Goalposts
23-40 10 21 27 11: Soccer Goalposts
23-40 10 21 27 11: Football Goalposts
23-40 10 21 27 14: Tennis Court Nets
23-40 10 21 27 17: Volley Ball Nets
23-40 10 21 27 21: Basketball Net and Backstop
23-40 10 24: Screening Devices
23-40 10 24 11: Jet Blast Barriers
23-40 10 24 14: Screens and Louvers
23-40 10 24 21: Sound Barriers
23-40 20: General Furniture and Specialties
23-40 20 11: Wardrobe and Closet Specialties
23-40 20 11 11: Wardrobes
23-40 20 11 14: Chests of Drawers
23-40 20 11 17: Lockers
23-40 20 11 21: Racks and Hangers
23-40 20 11 21 11: Coat Racks
23-40 20 11 21 14: Hat Racks
23-40 20 11 21 17: Shoe Trees
23-40 20 11 21 21: Coat Hooks
23-40 20 11 21 24: Coat Hangers and Rails
23-40 20 11 24: Cloakroom Units
23-40 20 11 27: Umbrella Stands
23-40 20 11 31: Checkroom Equipment
23-40 20 11 31 11: Manual Checkroom Equipment
23-40 20 11 31 14: Automated Checkroom Equipment
23-40 20 14: Residential Furniture
23-40 20 14 11: Complete Dining Room Suites
23-40 20 14 14: Residential Seating
23-40 20 14 14 11: Chairs
23-40 20 14 14 14: Settees: Sofas
23-40 20 14 14 17: Stools
23-40 20 14 14 21: Benches
23-40 20 14 14 24: Chaises Lounges
23-40 20 14 14 27: Sofa Beds: Chair Beds
23-40 20 14 17: Residential Tables and Cabinets
23-40 20 14 17 11: Dining Room Tables
23-40 20 14 17 14: China Cabinets
23-40 20 14 17 17: Sideboards
23-40 20 14 17 21: End Tables
23-40 20 14 17 24: Coffee Tables
23-40 20 17: Bedroom Furniture
23-40 20 17 11: Complete Bedroom Suites
23-40 20 17 14: Bedroom Furniture: Single Units
23-40 20 17 14 11: Beds
23-40 20 17 14 14: Headboards: Footboards
23-40 20 17 14 17: Cots: Cradles
23-40 20 17 14 21: Bedside Units
23-40 20 17 14 24: Dressing Tables
23-40 20 17 14 27: Nursery/Childrens Furniture
23-40 20 17 14 31: Mattresses
23-40 20 21: Toilet and Bath Specialties
23-40 20 21 11: Bathroom Cabinets
23-40 20 21 14: Hand and Hair Dryers
23-40 20 21 17: Paper Towel Dispensers: Disposal Units
23-40 20 21 21: Toilet Paper Dispensers
23-40 20 21 24: Sanitary Napkin and Tampon Dispensers: Disposal Units
23-40 20 21 27: Towel Bars
23-40 20 21 31: Robe Hooks
23-40 20 21 34: Soap Holders: Dispensers
23-40 20 21 37: Diaper Changing Units
23-40 20 21 41: Bathroom Deodorizers
23-40 20 21 44: Shower Rods: Curtains
23-40 20 21 47: Bath Grab Bars
23-40 20 24: Non-Clothes Storage Furniture
23-40 20 24 11: Cupboards
23-40 20 24 14: Chests
23-40 20 24 17: Sideboards
23-40 20 24 21: Dressers
23-40 20 24 24: Filing Cabinets
23-40 20 24 27: Plan/Map Chests
23-40 20 24 31: Desk
23-40 20 24 34: Bookcases
23-40 20 24 41: Key Hangers
23-40 20 27: Storage Shelving
23-40 20 27 11: Shelves
23-40 20 27 14: Supports
23-40 20 27 17: Racking
23-40 20 27 21: Mobile Storage Units
23-40 20 31: Refuse Disposal Furniture
23-40 20 31 11: Bins
23-40 20 31 14: Ash Trays
23-40 20 31 17: Refuse Holders
23-40 20 34: Fireplaces and Stoves
23-40 20 34 11: Fireplace and Stove Components
23-40 20 34 11 11: Fire Surrounds
23-40 20 34 11 14: Firebacks
23-40 20 34 11 17: Fireplace and Stove Fenders
23-40 20 34 11 21: Fireplace and Stove Hoods
23-40 20 34 14: Fireplaces
23-40 20 34 14 11: Fireplace Inserts
23-40 20 34 14 14: Fireplace Screens and Doors
23-40 20 34 14 17: Fireplace Water Heaters
23-40 20 34 17: Stoves
23-40 20 34 17 11: Stove Pipe
23-40 20 34 21: Hearths
23-40 35: Casework
23-40 35 11: Casework Components
23-40 35 11 11: Cabinets
23-40 35 11 14: Hardware
23-40 35 11 17: Work Surfaces
23-40 35 14: Casework by Type
23-40 35 14 11: Modular Casework
23-40 35 14 14: Custom-Fabricated Casework
23-40 35 17: Casework by Purpose
23-40 35 17 11: Bank Casework
23-40 35 17 14: Hospitality Casework
23-40 35 17 17: Display Casework
23-40 35 17 21: Religious Casework
23-40 35 17 24: Library Casework
23-40 35 17 24 11: Study Carrels
23-40 35 17 24 14: Book Stacks
23-40 35 17 24 17: Periodical Racks
23-40 35 17 27: Educational Casework
23-40 35 17 31: Laboratory Casework
23-40 35 17 34: Medical Casework
23-40 35 17 34 11: Dental Casework
23-40 35 17 34 14: Pharmacy Casework
23-40 35 17 37: Mortuary Casework
23-40 35 17 41: Commercial Kitchen Casework
23-40 35 17 44: Darkroom Casework
23-40 35 17 44 11: Photo Transfer Cabinets
23-40 35 17 47: Residential Casework
23-40 35 17 47 11: Kitchen Casework
23-40 35 17 47 11 11: Complete Kitchen Casework Suites
23-40 35 17 47 11 14: Single Kitchen Casework Units
23-40 35 17 47 14: Bathroom Casework
23-40 40: Food Service Equipment and Furnishings
23-40 40 11: Specialized Food Storage and Display Furnishings
23-40 40 11 11: Refrigerators and Freezers
23-40 40 11 11 11: Refrigerators
23-40 40 11 11 14: Freezers
23-40 40 11 11 17: Refrigerator-Freezer
23-40 40 11 14: Food Storage Coolers
23-40 40 11 14 11: Walk-In Coolers
23-40 40 11 14 14: Display Coolers
23-40 40 11 17: Refrigerated Cases
23-40 40 11 21: Hot Cabinets
23-40 40 11 24: Cold Cabinets
23-40 40 11 27: Bottle Racks
23-40 40 11 31: Steam Tables
23-40 40 11 34: Snack Cabinets
23-40 40 14: Food Service Equipment
23-40 40 14 11: Food Delivery Carts and Conveyors
23-40 40 14 11 11: Food Delivery Carts
23-40 40 14 11 14: Food Delivery Conveyors
23-40 40 14 14: Food Preparation Equipment
23-40 40 14 14 11: Food Mixers
23-40 40 14 14 14: Drink Making Equipment
23-40 40 14 17: Food Cooking Equipment
23-40 40 14 17 11: Cookers: Ovens: Stoves
23-40 40 14 17 14: Hot Plates
23-40 40 14 17 17: Ranges
23-40 40 14 17 21: Grills
23-40 40 14 17 24: Fryers
23-40 40 14 17 27: Barbecues
23-40 40 14 17 31: Small Specialized Cooking Equipment
23-40 40 14 21: Hood and Ventilation Equipment
23-40 40 14 21 11: Food Service Hoods
23-40 40 14 21 14: Ventilation Equipment
23-40 40 14 21 17: Fire Suppression Systems
23-40 40 14 21 21: Catering Ventilation
23-40 40 14 24: Food Dispensing Equipment
23-40 40 14 24 11: Bar Equipment
23-40 40 14 24 14: Service Line Equipment
23-40 40 14 24 17: Soda Fountain Equipment
23-40 40 14 27: Ice Machines
23-40 40 14 31: Cleaning and Disposal Equipment
23-40 40 17: Restaurant Furniture
23-40 40 17 11: Bars and Serving Counters
23-40 40 17 14: Restaurant Chairs
23-40 40 17 17: Restaurant Tables
23-40 40 17 21: Restaurant Booths
23-40 40 17 24: Restaurant Seating Units
23-40 40 17 27: Bar Stools
23-40 50: Educational: Cultural Equipment and Furnishings
23-40 50 11: Educational: Entertainment Equipment and Furnishings
23-40 50 11 11: Auditorium Seating
23-40 50 11 11 11: Fixed Audience Seating
23-40 50 11 11 14: Portable Audience Seating
23-40 50 11 11 14 11: Folding Audience Chairs
23-40 50 11 11 14 14: Interlocking Audience Chairs
23-40 50 11 11 14 17: Stacking Audience Chairs
23-40 50 11 14: Classroom Furniture
23-40 50 11 14 11: Seat and Table Assemblies
23-40 50 11 14 14: Modular Desks
23-40 50 11 17: Multiple-Use Fixed Seating
23-40 50 11 21: Platforms
23-40 50 11 21 11: Folding and Portable Stages
23-40 50 11 24: Educational Play Equipment
23-40 50 11 27: Language Laboratory Equipment
23-40 50 14: Theater and Stage Equipment
23-40 50 14 11: Acoustical Shells
23-40 50 14 14: Rigging Systems and Controls
23-40 50 14 17: Scenery Docks
23-40 50 14 21: Suspension Systems
23-40 50 14 24: Stage Curtains
23-40 50 17: Planetarium Equipment and Furnishings
23-40 50 17 11: Planetarium Projectors
23-40 50 17 14: Planetarium Seating
23-40 50 21: Observatory Equipment and Furnishings
23-40 50 21 11: Telescopes
23-40 50 24: Ecclesiastical Equipment and Furnishings
23-40 50 24 11: Religious Seating: Pews: and Benches
23-40 50 24 14: Chancel Furnishings
23-40 50 24 14 11: Lecterns
23-40 50 24 14 14: Pulpits
23-40 50 24 14 17: Choir Screens
23-40 50 24 14 21: Altars
23-40 50 24 17: Baptisteries
23-40 50 24 21: Baptismal Fonts
23-40 50 24 24: Instrumental Equipment
23-40 50 24 24 11: Organs: Organ Cases and Screens
23-40 50 24 24 14: Bells
23-40 50 24 24 17: Carillons
23-40 50 24 27: Synagogue Furniture
23-40 50 24 31: Mosque Furniture
23-40 50 24 34: Temple Furniture
23-40 50 27: Library and Archive Equipment and Furnishings
23-40 50 27 11: Library Stack Systems
23-40 50 27 11 11: Library Shelving
23-40 50 27 14: Book Depositories
23-40 50 27 17: Book Theft Protection Equipment
23-40 50 27 21: Library Furniture
23-40 50 27 21 11: Library Filing Furniture
23-40 50 27 21 14: Library Display Furniture
23-40 50 27 21 17: Study Carrels
23-40 50 31: Exhibition Equipment and Furnishings
23-40 50 31 11: Display Furniture
23-40 50 31 11 11: Display Cabinets
23-40 50 31 11 14: Display Racks
23-40 50 31 11 17: Display Carousels
23-40 50 31 14: Gallery Hanging Systems
23-40 50 31 17: Stands: Pedestals
23-40 50 31 21: Retail Cabinets
23-40 50 31 24: Exhibition Stands: Shell Schemes
23-40 50 31 27: Exhibit Equipment
23-40 50 34: Athletic: Recreational: and Therapeutic Equipment
23-40 50 34 11: Arcade Machines
23-40 50 34 14: Gymnasium Equipment
23-40 50 34 14 11: Backstops
23-40 50 34 14 14: Scoreboards and Time Clocks
23-40 50 34 14 17: Net Posts
23-40 50 34 14 21: Floor Sockets
23-40 50 34 14 24: Climbing Walls
23-40 50 34 14 27: Climbing Ropes
23-40 50 34 17: Gymnasium Dividers
23-40 50 34 21: Fitness and Exercise Equipment
23-40 50 34 24: Nets
23-40 50 34 27: Bowling Alley Equipment
23-40 50 34 31: Shooting Range Equipment
23-40 50 34 34: Equipment Storage Racks
23-40 50 34 37: Sauna and Steam Room Specialties
23-40 50 34 41: Solarium Specialties
23-40 50 34 44: Therapeutic Equipment
23-40 50 34 47: Spectator Stands: Seating
23-40 50 34 47 11: Fixed Stadium and Arena Seating
23-40 50 34 47 14: Telescoping Stands
23-40 50 34 47 14 11: Telescoping Bleachers
23-40 50 34 47 14 14: Telescoping Chair Platforms
23-40 70: Work Environment Equipment and Furnishings
23-40 70 11: Scientific and Medial Equipment and Furnishings
23-40 70 11 11: Laboratory Equipment and Furnishings
23-40 70 11 11 11: Laboratory Equipment
23-40 70 11 11 11 11: Laboratory Service Fixtures
23-40 70 11 11 11 14: Laboratory Fume Hoods
23-40 70 11 11 11 17: Laboratory Incubators
23-40 70 11 11 11 21: Laboratory Sterilizers
23-40 70 11 11 11 24: Laboratory Refrigerators
23-40 70 11 11 11 27: Laboratory Emergency Safety Appliances
23-40 70 11 11 11 31: Laboratory Service Columns
23-40 70 11 11 11 34: Laboratory Flammables Storage Cabinets
23-40 70 11 11 14: Laboratory Furniture
23-40 70 11 14: Health Care Equipment and Furnishings
23-40 70 11 14 11: Medical Equipment
23-40 70 11 14 11 11: Medical Sterilizing Equipment
23-40 70 11 14 11 14: Examination and Treatment Equipment
23-40 70 11 14 11 17: Patient Care Equipment
23-40 70 11 14 11 17 11: Patient Hoists
23-40 70 11 14 11 17 14: Hospital Head Boards
23-40 70 11 14 11 17 17: Patient Beds
23-40 70 11 14 11 21: Post-Mortem and Dissection Equipment
23-40 70 11 14 11 24: Operating Room Equipment
23-40 70 11 14 11 27: Radiology Equipment
23-40 70 11 14 14: Dental Equipment
23-40 70 11 14 17: Optical Equipment
23-40 70 11 14 21: Health Care Furniture
23-40 70 11 17: Mortuary Equipment
23-40 70 11 17 11: Mortuary Refrigerators
23-40 70 11 17 14: Crematorium Equipment
23-40 70 11 17 17: Mortuary Lifts
23-40 70 14: Retail and Commercial Equipment and Furnishings
23-40 70 14 11: Hospitality Equipment and Furnishings
23-40 70 14 14: Registration Equipment
23-40 70 14 17: Checkroom Equipment
23-40 70 14 21: Hospitality Furniture
23-40 70 14 24: Hospitality Furnishings
23-40 70 14 24 11: Hospitality Bath Furnishings
23-40 70 14 24 11 11: Hospitality Bath Linens and Towels
23-40 70 14 24 11 14: Hospitality Bath Mats
23-40 70 14 24 11 17: Hospitality Shower Curtains
23-40 70 14 24 14: Hospitality Bedroom Furnishings
23-40 72 14 21: Hospitality Bed Linens
23-40 72 14 22: Hospitality Pillows
23-40 70 14 27: Mercantile Equipment and Furnishings
23-40 70 14 31: Barber Shop Equipment
23-40 70 14 34: Beauty Shop Equipment
23-40 70 14 37: Cash Registers and Checkout Equipment
23-40 70 14 41: Display Cases
23-40 70 14 41 11: Refrigerated Display Cases
23-40 70 14 44: Food Processing Equipment
23-40 70 14 47: Food Weighing and Wrapping Equipment
23-40 70 14 51: Display Casework
23-40 70 14 54: Wall Display Systems
23-40 70 14 57: Office Equipment and Furnishings
23-40 70 14 57 11: Computers
23-40 70 14 57 14: Printers
23-40 70 14 57 17: Drafting Equipment
23-40 70 14 57 21: Plotters
23-40 70 14 57 24: Drawing Equipment
23-40 70 14 61: Mailroom Case Goods
23-40 70 14 64: Retail and Commercial Furnishings
23-40 70 14 64 11: Office Furniture
23-40 70 14 64 14: Retail and Commercial Seating Furniture
23-40 70 14 64 17: Office Storage and Filing Furniture
23-40 70 14 64 17 11: Lateral Filing Cabinets
23-40 70 14 64 17 14: Vertical Filing Cabinets
23-40 70 14 64 21: Systems Furniture
23-40 70 14 64 21 11: Panel-Hung Component
23-40 70 14 64 21 14: Free-Standing Component
23-40 70 14 64 21 17: Beam System
23-40 70 14 64 21 21: Desk System
23-40 70 14 64 24: Office Accessories
23-40 70 17: Industrial and Manufacturing Equipment and Furnishings
23-40 70 17 11: Manufacturing Equipment
23-40 70 17 14: Manufacturing Furniture
23-40 70 17 14 11: Flat Work Surface Furniture
23-40 70 17 14 14: Work Stations
23-40 70 17 17: Shop Equipment
23-40 70 17 21: Shop Furniture
23-40 70 17 21 11: Counters and Work Surfaces
23-40 70 17 21 14: Shop Display Specialties
23-40 70 17 21 17: Shop Storage Fittings
23-40 70 21: Other Work-Related Equipment and Furnishings
23-40 70 21 11: Darkroom Equipment and Furnishings
23-40 70 21 14: Darkroom Equipment
23-40 70 21 14 11: Darkroom Processing Equipment
23-40 70 21 17: Darkroom Specialties
23-40 70 21 21: Vending Equipment
23-40 70 21 24: Vending Machines
23-40 70 21 27: Ticket Machines
23-40 70 21 31: Change Machines
23-40 70 24: Vehicle Service Equipment
23-40 70 24 11: Compressed Air Vehicle Service Equipment
23-40 70 24 14: Fuel Dispensing Equipment
23-40 70 24 17: Vehicle Lubrication Equipment
23-40 70 24 21: Tire Changing Equipment
23-40 70 24 24: Vehicle Washing Equipment
23-40 70 24 27: Vehicle Hoists
23-40 70 27: Security and Vault Equipment and Furnishings
23-40 70 27 11: Safes
23-40 70 27 14: Safe Deposit Boxes
23-40 70 27 17: Vault Doors and Day Gates
23-40 70 27 21: Anti-Bandit Screens
23-40 70 27 21 11: Gun Ports
23-40 70 27 24: Teller and Service Equipment
23-40 70 27 24 11: Automated Banking Systems
23-40 70 27 24 14: Money Cart Pass-Through
23-40 70 27 24 17: Package Transfer Units
23-40 70 27 24 21: Service and Teller Window Units
23-40 70 27 24 24: Teller Equipment Systems
23-40 70 27 27: Secure Point of Sale Units/Tills
23-40 70 27 27 11: Deal Drawers
23-40 70 27 31: Key Security Cabinets
23-40 70 27 34: Money Counting and Handling Equipment
23-40 70 31: Detention Equipment and Furnishings
23-40 70 31 11: Detention Enclosures
23-40 70 31 14: Detention Furnishings and Specialties
23-40 70 31 17: Detention Furniture
23-40 70 34: Agricultural Equipment
23-40 70 34 11: Milkers
23-40 70 34 14: Stock Feeders
23-40 70 34 17: Stock Waterers
23-40 70 34 21: Waste Clean-Up Equipment
23-40 90: Information and Communication Specialties
23-40 90 11: Information Display Specialties
23-40 90 11 11: Information Signs
23-40 90 11 14: Lettering and Numerals
23-40 90 11 17: Pin Boards
23-40 90 11 21: Writing Boards
23-40 90 11 24: Plaques
23-40 90 11 27: Poster Display Units
23-40 90 11 31: Notice Boards
23-40 90 11 34: Display Screens
23-40 90 11 37: Pictograms
23-40 90 14: Communication Specialties
23-40 90 14 11: Mail Boxes
23-40 90 14 14: Mail Racks
23-40 90 14 17: Pigeonholes
23-40 90 14 21: Mail Trolleys
23-40 90 14 24: Mail Handling Equipment
23-40 90 14 27: Telephone Booths
23-40 90 14 31: Acoustic Hoods
23-40 90 14 34: Directory Boards
23-40 95: Furnishings: Ornaments: and Decoration
23-40 95 11: Soft Furnishings
23-40 95 11 11: Carpets and Rugs
23-40 95 11 14: Curtains and Drapes
23-40 95 11 17: Upholstery
23-40 95 11 21: Cushions and Padding
23-40 95 11 24: Bedding
23-40 95 11 27: Tablecloths
23-40 95 11 31: Movable or Retractable Screens
23-40 95 14: Plant Display Furniture
23-40 95 14 11: Decorative Planters
23-40 95 14 14: Decorative Vases
23-40 95 17: Ornaments and Decoration
23-40 95 17 11: Interior Ornamental Fountains
23-40 95 17 14: Ornaments
23-40 95 17 17: Mirrors
23-40 95 17 21: Ornamental Screens
23-40 95 17 24: Artwork
23-40 95 17 27: Clocks
23-40 95 17 31: Wall Hangings
23-45: Sanitary: Laundry: and Cleaning Equipment
23-45 05: Sanitary Equipment
23-45 05 11: Complete Sanitary Suites
23-45 05 11 11: Complete Bathroom Suites
23-45 05 14: Plumbing Fixtures - Sanitary Washing Units
23-45 05 14 11: Sanitary Washing Unit Components
23-45 05 14 11 11: Splashbacks
23-45 05 14 11 14: Bath Panels
23-45 05 14 11 17: Shower/Bath Seats
23-45 05 14 11 21: Shower Receptors
23-45 05 14 11 24: Shower/Bath Screens: Curtains
23-45 05 14 14: Sinks/Lavatories
23-45 05 14 14 11: Sacristy
23-45 05 14 14 14: Clinic Sinks
23-45 05 14 14 17: Plaster Sinks
23-45 05 14 14 21: Surgeons Scrub-Up Sinks
23-45 05 14 14 24: Surgeons Instrument Sinks
23-45 05 14 14 27: Service Sinks
23-45 05 14 14 31: Darkroom Sinks
23-45 05 14 14 34: Hairdressing Sinks
23-45 05 14 17: Showers
23-45 05 14 17 11: Shower Compartments
23-45 05 14 17 14: Shower Receptors
23-45 05 14 17 17: Group Showers
23-45 05 14 21: Bathtubs
23-45 05 14 21 11: Bath/Shower Units
23-45 05 14 21 14: Sitz Baths
23-45 05 14 21 17: Therapeutic Whirlpool Baths
23-45 05 14 24: Eye Wash Fountains
23-45 05 14 27: Bidets
23-45 05 14 31: Combination Toilets
23-45 05 14 31 11: Patients Combination Toilets
23-45 05 14 31 14: Detention Combination Toilets
23-45 05 14 34: Security Plumbing Fixtures
23-45 05 14 37: Bedpan Washers/Sanitizers
23-45 05 14 99: Other Sanitary Washing Plumbing Fixtures
23-45 05 17: Sanitary Leisure Units
23-45 05 17 11: Sauna Equipment
23-45 05 17 14: Steam Room Equipment
23-45 05 17 17: Leisure Whirlpools
23-45 05 17 21: Hot Tubs
23-45 05 21: Plumbing Fixtures - Sanitary Disposal Units
23-45 05 21 11: Water Closets
23-45 05 21 11 11: Water Operated Water Closets
23-45 05 21 11 14: Chemical/Biological Sanitary Disposal Units
23-45 05 21 11 21: Urinals
23-45 05 21 11 24: Sanitary Macerators
23-45 05 21 14: Sanitary Disposal Components
23-45 05 21 14 11: Water Closet Seats
23-45 05 21 14 14: Water Closet Tanks
23-45 05 21 14 17: Sanitary Disposal Connectors
23-45 30: Washing and Waste Disposal Equipment
23-45 30 11: Residential Washing Equipment
23-45 30 11 11: Residential Dishwashers
23-45 30 11 14: Residential Waste Disposal Units
23-45 30 14: Commercial Washing Equipment
23-45 30 14 11: Commercial Dishwashers
23-45 30 14 14: Commercial Waste Disposal Units
23-45 30 14 21: High Pressure Washing Equipment
23-45 30 17: Drain Boards
23-45 55: Sanitary Faucets: Wastes
23-45 55 11: Sanitary Components
23-45 55 11 11: Plugs
23-45 55 11 14: Chains
23-45 55 11 17: Overflow Specialties
23-45 55 14: Single Faucets
23-45 55 17: Mixing Faucets
23-45 55 21: Drains (Wastes)
23-45 70: Laundry and Cleaning Equipment
23-45 70 11: Laundry Equipment
23-45 70 11 11: Residential Laundry Equipment
23-45 70 11 11 11: Washing Machines
23-45 70 11 11 14: Clothes Dryers
23-45 70 11 14: Commercial Laundry Equipment
23-45 70 11 14 11: Washing Machines
23-45 70 11 14 14: Extractors
23-45 70 11 14 17: Clothes Dryers
23-45 70 11 14 21: Clothes Airers
23-45 70 11 14 24: Ironing and Pressing Machines
23-45 70 11 14 27: Laundry Folding Machines
23-45 70 11 14 31: Commercial Clothes Lines
23-45 70 11 14 34: Dry Cleaning Equipment
23-45 70 14: Room Cleaning Equipment
23-45 70 14 11: Vacuum Cleaning Systems
23-45 70 14 14: Floor and Wall Cleaning
23-45 70 14 17: Housekeeping Carts
23-50: Conveying Systems & Material Handling
23-50 05: Vertical Transportation
23-50 05 11: Elevators
23-50 05 11 11: Electric Traction Elevators
23-50 05 11 11 11: Freight Electric Traction Elevators
23-50 05 11 11 14: Passenger Electric Traction Elevators
23-50 05 11 11 17: Residential Electric Traction Elevators
23-50 05 11 11 21: Service Electric Traction Elevators
23-50 05 11 14: Hydraulic Elevators
23-50 05 11 14 11: Freight Hydraulic Elevators
23-50 05 11 14 14: Passenger Hydraulic Elevators
23-50 05 11 14 17: Residential Hydraulic Elevators
23-50 05 11 14 21: Service Hydraulic Elevators
23-50 05 11 17: Rack and Pinion Elevators
23-50 05 11 21: Elevator Cabs
23-50 05 11 24: Elevator Equipment and Controls
23-50 05 11 24 11: Elevator Doors
23-50 05 11 24 14: Elevator Controls
23-50 05 11 27: Elevator Restoration Products
23-50 05 14: Lifts
23-50 05 14 11: Scissors Lifts
23-50 05 14 14: Stair Elevators
23-50 05 14 14 11: Inclined Platform Lifts
23-50 05 14 17: Elevating Platforms
23-50 05 14 17 11: Platform Lifts
23-50 05 14 17 14: Sidewalk Lifts
23-50 05 17: Escalators
23-50 20: Horizontal Transportation
23-50 20 11: Moving Walks
23-50 20 14: People Movers
23-50 20 17: Aircraft Passenger Loading
23-50 20 17 11: Jetways
23-50 20 17 14: Gangways
23-50 20 21: Monorails
23-50 30: Materials Handling
23-50 30 11: Dumbwaiters
23-50 30 11 11: Manual Dumbwaiters
23-50 30 11 14: Electric Dumbwaiters
23-50 30 11 17: Hydraulic Dumbwaiters
23-50 30 14: Material Transport
23-50 30 14 11: Automated Document Filing and Retrieval
23-50 30 14 14: Automated Guided Vehicles
23-50 30 14 14 11: Guided Vehicle Material Handling
23-50 30 14 14 14: Track Vehicle Material Handling
23-50 30 17: Postal Conveying
23-50 30 21: Baggage Conveying and Dispensing
23-50 30 24: Conveyors
23-50 30 24 11: Conveyor Components
23-50 30 24 11 11: Conveyor Belts
23-50 30 24 14: Belt Conveyors
23-50 30 24 17: Bucket Conveyors
23-50 30 24 21: Container Conveyors
23-50 30 24 24: Hopper and Track Conveyors
23-50 30 24 27: Monorail Conveyors
23-50 30 24 31: Oscillating Conveyors
23-50 30 24 34: Pneumatic Conveyors
23-50 30 24 37: Roller Conveyors
23-50 30 24 41: Scoop Conveyors
23-50 30 24 44: Screw Conveyors
23-50 30 24 47: Selective Vertical Conveyors
23-50 30 27: Chutes
23-50 30 27 11: Coal Chutes
23-50 30 27 14: Dry Bulk Materials Chutes
23-50 30 27 17: Laundry and Linen Chutes
23-50 30 27 21: Package Chutes
23-50 30 27 24: Refuse Chutes
23-50 30 31: Feeder Equipment
23-50 30 31 11: Apron Feeder
23-50 30 31 14: Reciprocating Plate Feeder
23-50 30 31 17: Rotary Airlock Feeder
23-50 30 31 21: Rotary Flow Feeder
23-50 30 31 24: Vibratory Feeder
23-50 30 34: Pneumatic Tubes
23-50 30 34 11: Document Conveying Systems
23-50 30 37: Hoists and Cranes
23-50 30 37 11: Cranes
23-50 30 37 11 11: Crane Rails
23-50 30 37 11 14: Bridge Cranes
23-50 30 37 11 14 11: Top-Running Overhead Cranes
23-50 30 37 11 14 14: Underslung Overhead Cranes
23-50 30 37 11 17: Gantry Cranes
23-50 30 37 11 21: Jib Cranes
23-50 30 37 11 24: Tower Cranes
23-50 30 37 11 27: Mobile Cranes
23-50 30 37 11 31: Derricks
23-50 30 37 14: Fixed Hoists
23-50 30 37 14 11: Air Powered Fixed Hoists
23-50 30 37 14 14: Electric Fixed Hoists
23-50 30 37 14 17: Manual Fixed Hoists
23-50 30 37 17: Trolley Hoists
23-50 30 37 17 11: Air Powered Trolley Hoists
23-50 30 37 17 14: Electric Trolley Hoists
23-50 30 37 17 17: Manual Trolley Hoists
23-50 50: Turntables
23-50 50 11: Restaurant Turntables
23-50 50 14: Stage Turntables
23-50 50 17: Exhibit and Display Turntables
23-50 50 21: Vehicular Turntable
23-50 55: Parking Systems
23-50 55 11: Car Parking Systems
23-50 70: Loading Dock Equipment
23-50 70 11: Dock Bumpers/Seals
23-50 70 14: Dock Levelers
23-50 70 14 11: Powered Dock Levelers
23-50 70 14 14: Manual Dock Levelers
23-50 70 17: Dock Lifts
23-50 70 17 11: Powered Dock Lifts
23-50 70 17 14: Manual Dock Lifts
23-50 70 21: Portable Ramps: Bridges: and Platforms
23-50 70 24: Seals and Shelters
23-50 70 27: Truck Restraints
23-50 85: Scaffolding
23-50 85 11: Suspended Scaffolding
23-50 85 11 11: Beam Suspended Scaffolding
23-50 85 11 14: Carriage Suspended Scaffolding
23-50 85 11 17: Hook Suspended Scaffolding
23-50 85 14: Rope Climbers
23-50 85 14 11: Manual Rope Climbers
23-50 85 14 14: Powered Rope Climbers
23-50 85 17: Telescoping Platforms
23-50 85 17 11: Electric and Battery Telescoping Platforms
23-50 85 17 14: Pneumatic Telescoping Platforms
23-50 85 21: Powered Scaffolding
23-50 90: Building Maintenance Systems
23-50 90 11: Window Washing Systems
23-50 90 14: Building Maintenance Cradles and Platforms
23-50 90 17: Roof Trolley Systems
23-50 90 21: Traveling Ladder Systems
23-50 90 24: Ancillary Building Maintenance Items
23-50 90 24 11: Safety Tracks
23-50 90 24 14: Anchors for Building Maintenance
23-50 90 27: Fall Arrest Systems
23-55: Manufactured Structures
23-55 10: Towers and Superstructures
23-55 10 11: Industrial Breechings: Chimneys: and Stacks
23-55 10 11 11: Breechings
23-55 10 11 11 11: Fabricated Breechings and Accessories
23-55 10 11 14: Chimney Shafts
23-55 10 11 17: Chimney Linings
23-55 10 11 21: Draft Control Devices
23-55 10 11 24: Insulated Sectional Chimneys
23-55 10 14: Towers
23-55 10 14 11: Cooling Towers
23-55 10 14 14: Water Towers
23-55 10 17: Masts
23-55 10 21: Gantries
23-55 10 21 11: Gantry Cranes
23-55 10 24: Offshore Structures
23-55 30: Complete Buildings
23-55 30 11: Pre-Engineered Structures
23-55 30 11 11: Pre-Engineered Structure Component
23-55 30 11 11 11: Lift Shaft Components
23-55 30 11 14: Framed Pre-Engineered Buildings
23-55 30 11 17: Panel Structure Pre-Engineered Buildings
23-55 30 11 21: Cubicle Structure Pre-Engineered Buildings
23-55 30 11 24: Air-Supported Pre-Engineered Buildings
23-55 30 11 27: Cable-Supported Pre-Engineered Buildings
23-55 30 11 31: Fabric Structures
23-55 30 11 34: Prefabricated Dome Structures
23-55 30 11 37: Portable and Mobile Buildings
23-55 30 14: Indoor System Buildings
23-55 30 17: Covers and Shelters
23-55 30 17 11: General Purpose Shelters
23-55 30 17 14: Shelters for Public Transport
23-55 30 17 14 11: Bus Stop Shelters
23-55 30 17 14 14: Train Platform Shelters
23-55 30 17 17: Walkway Coverings
23-55 30 17 21: Shelters for Civil Protection
23-55 30 17 24: Animal Shelters
23-55 30 17 24 11: Kennels
23-55 30 17 27: Car Shelters
23-55 30 17 31: Shelters for Services
23-55 30 21: Special Purpose Buildings
23-55 30 21 11: Observatories
23-55 30 21 14: Control Booths
23-55 30 21 17: Greenhouses
23-55 30 21 17 11: Glazed Structures
23-55 30 21 21: Summerhouses
23-55 30 21 21 11: Gazebos
23-55 30 21 21 14: Pavilions
23-55 30 21 24: Kiosks
23-55 30 21 27: Public Restrooms
23-55 30 21 31: Sauna Buildings
23-55 30 21 34: Funerary Construction
23-55 30 24: Building Modules
23-55 30 24 11: Prison Cells
23-55 30 24 14: Hotel Rooms
23-55 30 24 17: Dormitory Rooms
23-55 30 27: Integrated Assemblies
23-55 30 27 11: Sound: Vibration and Seismic Control
23-55 30 27 11 11: Floating Floor Construction
23-55 30 27 14: Other Integrated Construction
23-55 50: Room Units
23-55 50 11: General Purpose Room Units
23-55 50 11 11: Prefabricated General Purpose Rooms
23-55 50 14: Storage Room Units
23-55 50 17: Special Purpose Rooms
23-55 50 17 11: Athletic Rooms
23-55 50 17 11 11: Handball/Racquetball Courts
23-55 50 17 14: Conservatories
23-55 50 17 17: Planetariums
23-55 50 17 21: Saunas
23-55 50 17 24: Steam Baths
23-55 50 17 27: Vaults
23-55 50 21: Sanitary Room Units
23-55 50 21 11: Bathroom Units
23-55 50 21 14: Lavatory Units
23-55 50 24: Controlled Environment Rooms
23-55 50 24 11: Clean Rooms
23-55 50 24 14: Insulated Rooms
23-55 50 24 14 11: Cold Storage Rooms
23-55 50 24 17: Sound-Conditioned Rooms
23-55 50 24 17 11: Practice Booths
23-55 50 24 21: Hyperbaric Rooms
23-55 50 24 24: Radiation Protected Rooms
23-55 50 24 24 11: Electromagnetic Shielded Rooms
23-55 50 24 24 14: RF Shielded Rooms
23-55 50 24 24 17: BO Shielded Rooms
23-55 50 24 24 21: Radio Frequency Protected Rooms
23-55 50 24 24 24: X-Ray Protected Rooms
23-55 50 24 24 27: Nuclear Radiation Protected Rooms
23-55 50 24 24 31: High Energy Magnetic Pulse Protected Rooms
23-55 50 27: Plant and Control Room Units
23-55 50 27 11: Plant Office Shelters and Booths
23-55 50 31: Corridor Units
23-60: General Purpose: Services
23-60 10: General Measuring Instruments
23-60 10 11: Temperature Measuring Instruments
23-60 10 14: Pressure Measuring Instruments
23-60 10 17: Flow Meters
23-60 10 21: Concentration Measuring Instruments
23-60 10 21 11: Humidity Concentration Measuring Instruments
23-60 10 21 14: Carbon Dioxide (CO²) Concentration Measuring Instruments
23-60 10 21 17: Ozone Concentration Measuring Instruments
23-60 10 21 21: Other Gas Concentration Measuring Instruments
23-60 10 24: Heat Measuring Instruments
23-60 10 27: Level Measuring Instruments
23-60 10 31: Weighing Instruments
23-60 30: General Pipework and Ductwork Products
23-60 30 11: Pipework Products for General Use
23-60 30 11 11: Pipes for General Use
23-60 30 11 14: Pipework Fittings
23-60 30 11 14 11: Water Hammer Arrestors
23-60 30 11 14 14: Pipe Expansion Compensators
23-60 30 11 17: Pipework/Ductwork Mechanical Fasteners/Supports
23-60 30 14: Ducting and Wireways for General Use
23-60 30 14 11: Underfloor Wireways
23-60 30 14 14: Service Penetrations
23-60 30 17: Manholes
23-60 30 21: Pumps
23-60 30 21 11: Pump Components
23-60 30 21 14: Manual Pumps
23-60 30 21 17: Motor Pumps
23-60 30 21 21: Pump Sets
23-60 30 21 24: Booster Pumps
23-60 30 24: Poles for Aerial Networks
23-60 30 24 11: Utility Poles
23-60 30 24 14: Lighting Poles and Standards
23-60 30 24 17: Antenna Towers
23-60 30 24 21: Transmission Towers
23-60 30 27: Network Identification Products
23-60 30 27 11: Identification Tape
23-60 30 27 14: Identification Mesh
23-60 30 27 17: Mechanical Identification
23-60 30 27 21: Electrical Identification
23-60 50: General Purpose Controls
23-60 50 11: Photoelectric Cells
23-60 50 14: Infra Red and Other Remote Controls
23-60 50 17: Hydraulic Controls
23-60 50 21: Pneumatic Controls
23-60 50 24: Electric Controls
23-60 50 27: Digital Controls
23-60 70: General Protection for Services
23-60 70 11: Fireproofing for Services
23-60 70 11 11: Fire Dampers
23-60 70 11 14: Diffuser Firestop Flaps
23-60 70 11 17: Fireproofing Gaskets
23-60 70 11 21: Fireproofing Fillers for Threaded Couplings
23-60 70 11 24: Fireproof Pipe Sleeves
23-60 70 14: Smoke Seals for Ductwork
23-60 70 14 11: Smoke Dampers
23-60 70 17: Mechanical Insulation: including Linings
23-60 70 21: Acoustic Insulation
23-60 70 24: Corrosion Proofing
23-60 70 27: Antivibration Mountings
23-60 70 31: Leak Proofing
23-60 95: Products for Maintenance of Services
23-60 95 11: Pipe/Drain Clearing/Unblocking Products
23-60 95 14: Leak Repair Products for Pipework
23-60 95 17: De-Scaling Products
23-60 95 21: Lubricants
23-65: Supply and Distribution of Liquids and Gases
23-65 05: Complete Supply: Storage and Distribution Systems
23-65 05 11: Complete Systems for Supply: Storage and Distribution of Liquids
23-65 05 11 11: Water Supply Systems
23-65 05 11 14: Consumable Liquids Supply Systems
23-65 05 11 17: Liquid Fuel Supply Systems
23-65 05 11 21: Liquid Fire Suppression Systems
23-65 05 11 99: Other Liquid Supply Systems
23-65 05 14: Complete Systems for Supply: Storage and Distribution of Gases
23-65 05 14 11: Steam Supply Systems
23-65 05 14 14: Fuel Gas Supply Systems
23-65 05 14 17: Medical Gases Supply Systems
23-65 05 14 21: Gaseous Fire Suppression Systems
23-65 05 14 99: Other Gas Supply Systems
23-65 20: Storage Vessels for Supplied Liquids and Gases
23-65 20 11: Storage Vessels for Liquids
23-65 20 11 11: Liquid Storage Components
23-65 20 11 11 11: Overflow Regulators
23-65 20 11 11 14: Fill and Valve Caps
23-65 20 11 11 17: Vents for Liquid Storage Tanks
23-65 20 11 14: Rainwater Tanks
23-65 20 11 17: Supply Water Tanks
23-65 20 11 21: Consumable Liquid Storage Vessels
23-65 20 11 24: Liquid Fuel Storage Vessels
23-65 20 11 24 11: Fuel Oil Pre-Heaters
23-65 20 11 27: Other Liquid Storage Vessels
23-65 20 14: Storage Vessels for Gases
23-65 20 14 11: Vacuum/Pressurized Air Storage Vessels
23-65 20 14 14: Steam Storage Vessels
23-65 20 14 17: Medical Gases Storage Vessels
23-65 20 14 21: Fuel Gas and LPG Storage Vessels
23-65 20 14 24: Other Gas Storage Vessels
23-65 35: Heaters for Supplied Liquids
23-65 35 11: Supply Water Heaters
23-65 35 11 11: Storage Water Heaters
23-65 35 11 14: Instantaneous Water Heaters
23-65 35 11 17: Thermodynamic Water Heaters
23-65 35 99: Heaters for Other Supplied Liquids
23-65 50: Treatment of Supplied Liquids/Gases
23-65 50 11: Water Treatment
23-65 50 11 11: Water Treatment Components
23-65 50 11 11 11: Water Filters
23-65 50 11 11 14: Water Softeners
23-65 50 11 11 17: Magnetic/Electronic Water Treatment
23-65 50 11 11 21: Sterilizers
23-65 50 11 11 24: Salinators
23-65 50 11 11 27: Chlorinators
23-65 50 11 11 31: Ionizers: Ozone Treatment
23-65 50 11 11 34: Additives for Water Treatment
23-65 50 11 14: Packaged Water Treatment Systems
23-65 50 14: Treatment of Supplied Liquids other than Water
23-65 50 14 11: Fuel Oil Treatment
23-65 50 14 11 11: Additives for Fuel Oil Treatment
23-65 50 17: Supply Gas Treatment
23-65 50 17 11: Steam Treatment
23-65 50 17 14: Fuel Gas Treatment
23-65 50 17 14 11: Gas Filters
23-65 50 17 17: Medical Gas Treatment
23-65 50 17 99: Treatment of Other Gases
23-65 55: Distribution of Supplied Liquids/Gases
23-65 55 11: Supply Pumps and Compressors
23-65 55 11 11: Gas Compressors/Vacuum Pumps
23-65 55 14: Valves for Liquid Services
23-65 55 14 11: Inlet/Outlet Valves for Liquid Services
23-65 55 14 11 11: Fill Valves for Liquid Services
23-65 55 14 11 14: Bleeding Valves for Liquid Services
23-65 55 14 11 17: Overflow Valves for Liquid Services
23-65 55 14 14: Isolation Valves for Liquid Services
23-65 55 14 17: Adjusting/Controlling Valves for Liquid Services
23-65 55 14 21: Non-Return Valves for Liquid Services
23-65 55 14 24: Mixing Valves for Liquid Services
23-65 55 17: Valves for Gas Supply Services
23-65 55 17 11: Inlet/Outlet Valves for Gas Supplies
23-65 55 17 11 11: Steam Outlet Valves
23-65 55 17 14: Isolation Valves for Gas Supplies
23-65 55 17 17: Adjusting/Controlling Valves for Gas Supplies
23-65 55 17 21: Non-Return Valves for Gas Supplies
23-65 70: Terminals for Supplied Liquids and Gases
23-65 70 11: Fixtures for Supplied Liquids and Gases
23-65 70 11 11: Fixtures for Liquids
23-65 70 11 14: Gas Service Fixtures
23-65 70 14: Fountains
23-65 70 14 11: Drinking Fountains/Coolers
23-65 70 14 11 11: Security Drinking Fountains/Coolers
23-65 70 17: Fire Fighting Terminals
23-65 70 17 11: Fire Fighting Terminal Components
23-65 70 17 11 11: Fire Hydrants
23-65 70 17 11 14: Fire Hose Reels
23-65 70 17 11 17: Fire Hoses
23-65 70 17 11 21: Fire Fighting Gas Terminals
23-65 70 17 11 24: Fire Fighting Sprinkler Heads
23-65 70 17 11 27: Cabinets for Fire Hoses
23-65 70 17 11 31: Fire Fighting Media
23-65 70 17 14: Water Fire Fighting Terminals
23-65 70 17 17: Gaseous Fire Fighting Terminals
23-65 70 17 21: Foam Fire Fighting Terminals
23-65 70 17 24: Powder Fire Fighting Terminals
23-65 70 17 27: Fire Extinguishers
23-70: Waste Management
23-70 05: Complete Waste Handling Systems
23-70 05 11: Complete Solid Waste Handling Systems
23-70 05 14: Complete Liquid Waste Handling Systems
23-70 05 17: Complete Gaseous Waste Handling Systems
23-70 30: Solid Waste Handling Products
23-70 30 11: Solid Waste Impelling Equipment
23-70 30 14: Solid Waste Treatment Equipment
23-70 30 14 11: Solid Waste Compactors: Destructors: and Balers
23-70 30 14 14: Solid Waste Crushers
23-70 30 14 17: Solid Waste Pulping Machines
23-70 30 14 21: Solid Waste Shredding Machines
23-70 30 14 24: Pneumatic Waste Equipment
23-70 30 14 27: Incinerators
23-70 30 14 27 11: Solid Waste Incinerators
23-70 30 14 27 14: Packaged Incinerators
23-70 30 14 31: Recycling Equipment
23-70 30 17: Solid Waste Monitoring and Control Equipment
23-70 30 17 11: Solid Waste Metal Detectors
23-70 30 17 14: Solid Waste Detectors for Other Solids
23-70 30 21: Solid Waste Collection and Removal Products
23-70 30 21 11: Complete Solid Waste Removal Systems
23-70 30 21 14: Solid Waste Bins
23-70 30 21 17: Gravity Chute Solid Waste Systems
23-70 30 21 21: Refuse Disposal Chutes
23-70 30 21 21 11: Refuse Hoppers
23-70 30 21 21 14: Refuse Chute Doors
23-70 30 21 21 17: Refuse Chute Decontamination Units
23-70 30 24: Solid Waste Handling Systems
23-70 30 24 11: Refuse Compactors
23-70 30 24 14: Refuse Containers
23-70 30 24 17: Dust Collectors
23-70 50: Liquid Waste Handling Services
23-70 50 11: Pumps for Liquid Waste
23-70 50 11 11: Surface Waste Water Pumps
23-70 50 11 14: Sewage and Sludge Pumps
23-70 50 11 14 11: Oil-Water Separators
23-70 50 11 14 14: Packaged Sewage and Sludge Pump Stations
23-70 50 11 14 17: Sewage Ejectors
23-70 50 11 17: Combined Macerator-Pumps
23-70 50 14: Liquid Waste Treatment
23-70 50 14 11: Packaged Sewage Treatment Plants
23-70 50 14 14: General Waste Water Treatment Equipment
23-70 50 14 14 11: Grit Collecting Equipment
23-70 50 14 14 14: Screening and grinding Equipment
23-70 50 14 14 17: Sedimentation Tank Equipment
23-70 50 14 14 21: Scum Removal Equipment
23-70 50 14 14 24: Chemical Equipment
23-70 50 14 14 27: Sludge Handling and Treatment Equipment
23-70 50 14 14 31: Filter Underdrains and Media
23-70 50 14 14 31 11: Filter Bottoms
23-70 50 14 14 31 14: Filter Media
23-70 50 14 14 31 17: Package Filters
23-70 50 14 14 34: Filter Press Equipment
23-70 50 14 14 37: Trickling Filter Equipment
23-70 50 14 17: Other Waste Water Treatment Equipment
23-70 50 14 17 11: Waste Water Compressors
23-70 50 14 17 14: Waste Water Aeration Equipment
23-70 50 14 17 17: Waste Water Oxygenation Systems
23-70 50 14 17 17 11: Waste Water Oxygen Dissolution System
23-70 50 14 17 17 14: Waste Water Oxygen Generators
23-70 50 14 17 17 17: Waste Water Oxygen Storage Facility
23-70 50 14 17 21: Sludge Digestion Equipment
23-70 50 14 17 21 11: Sludge Conditioning Systems
23-70 50 14 17 21 14: Sludge Incinerators
23-70 50 14 17 24: Digester Mixing Equipment
23-70 50 14 17 24 11: Digester Covers and Appurtenances
23-70 50 14 17 24 11 11: Fixed Digester Covers
23-70 50 14 17 24 11 14: Floating Digester Covers
23-70 50 14 17 24 11 17: Gasholder Covers
23-70 50 14 21: Septic Tank Systems
23-70 50 14 21 11: Drainage Field
23-70 50 14 21 14: Grease Interceptor
23-70 50 14 21 17: Sand Filter
23-70 50 14 21 21: Septic Tank
23-70 50 14 21 24: Siphon Tank
23-70 50 14 24: Bacterial Filter Tanks
23-70 50 14 27: Liquid Waste Decanters
23-70 50 14 31: Liquid Waste Separators
23-70 50 14 34: Liquid Waste Ponds and Reservoirs
23-70 50 14 34 11: Sewage Lagoons
23-70 50 14 34 14: Leaching Pits
23-70 50 14 34 17: Cesspools
23-70 50 14 34 21: Liquid Waste Pond Covers
23-70 50 14 34 24: Liquid Waste Pond Liners
23-70 50 14 37: Additives for Treatment of Liquid Waste
23-70 50 14 37 11: Additives for Waste Water and Sewage Treatment
23-70 50 14 37 14: Additives for Residue Treatment
23-70 50 17: Liquid Waste Monitoring and Control
23-70 50 17 11: Detectors of Water Pollution
23-70 50 21: Liquid Waste Collection and Removal
23-70 50 21 11: Subdrainage
23-70 50 21 11 11: Foundation Drainage Piping
23-70 50 21 11 14: Geocomposite Drains
23-70 50 21 11 17: Geotextile Subsurface Drainage Filtration
23-70 50 21 11 21: Pipe Underdrain and Pavement Base Drain
23-70 50 21 11 24: Retaining Wall Drainage Piping
23-70 50 21 11 27: Subgrade Drains
23-70 50 21 11 31: Tunnel Drainage Piping
23-70 50 21 11 34: Underslab Drainage Piping
23-70 50 21 14: Complete Storm Water Drainage Systems
23-70 50 21 14 11: Above-Ground Piped Storm Water Systems
23-70 50 21 14 14: Underground Piped Storm Water Systems
23-70 50 21 14 17: Surface Water Drainage Systems
23-70 50 21 14 17 11: Surface Water Catch Basins: Grates: and Frames
23-70 50 21 14 17 14: Combination Storm Drain and Underdrain Inlets
23-70 50 21 14 17 17: Storm Drainage Manholes: Frames: and Covers
23-70 50 21 14 17 21: Surface Water Retention Chambers
23-70 50 21 14 21: Storm Water Ponds and Reservoirs
23-70 50 21 14 21 11: Surface Water Retention Basins
23-70 50 21 14 21 14: Storm Water Pond Covers
23-70 50 21 14 21 17: Storm Water Pond Liners
23-70 50 21 17: Constructed Wetlands
23-70 50 21 21: Liquid Waste Channels: Gullies: Gratings: Covers
23-70 50 21 24: Waste Water Drains
23-70 50 21 24 11: Roof Waste Water Drains
23-70 50 21 24 14: Deck Waste Water Drains
23-70 50 21 27: Drainage Pipes: Couplings: Collectors
23-70 50 21 31: Pipework Access Fittings
23-70 50 21 34: French Drain
23-70 50 21 37: Valves for Removal Systems
23-70 50 21 37 11: Air Inlet Valves for Removal Systems
23-70 50 21 37 14: Non-Return Valves for Removal Systems
23-70 50 24: Rainwater Removal
23-70 50 24 11: Roof Gutters/Eavestroughs
23-70 50 24 14: Downspouts
23-70 50 24 14 11: Mechanical Fasteners for Downspouts
23-70 50 24 14 14: Downspout Strainers
23-70 50 24 17: Siphonic Drains
23-70 70: Gaseous Waste Handling Services
23-70 70 11: Gaseous Waste Impelling Equipment
23-70 70 11 11: Flue Booster Fans
23-70 70 11 14: Flue Dilution Fans
23-70 70 11 17: Fume Extractor Fans
23-70 70 14: Gaseous Waste Treatment
23-70 70 14 11: Flue Gas Purifiers
23-70 70 17: Gaseous Waste Monitoring and Control
23-70 70 17 11: Air Pollution Detectors
23-70 70 17 14: Flue Gas Analyzers
23-70 70 21: Gaseous Waste Removal
23-70 70 21 11: Complete Gaseous Waste Handling Systems
23-70 70 21 14: Complete Flue and Chimney Systems
23-70 70 21 14 11: Gas Vents
23-70 70 21 14 14: Fabricated Stacks
23-70 70 21 14 17: Fabricated Breechings and Accessories
23-70 70 21 14 21: Insulated Sectional Chimneys
23-70 70 21 17: Flue and Chimney Systems Components
23-70 70 21 17 11: Draft Control Devices
23-70 70 21 17 14: Fireplace Lintels
23-70 70 21 17 17: Flue Linings
23-70 70 21 17 21: Flue Caps: Cowls
23-70 70 21 17 24: Access Panels for Chimneys
23-70 70 21 17 27: Dampers for Chimneys
23-70 70 21 17 31: Fire Shutter Extinguishers
23-75: Climate Control (HVAC)
23-75 05: Complete Climate Control Systems
23-75 05 11: Complete Heating Systems
23-75 05 14: Complete Cooling Systems
23-75 05 17: Complete Mechanical Ventilation Systems
23-75 05 21: Complete Air-Conditioning Systems
23-75 10: Transformation and Conversion of Energy
23-75 10 11: Central Heat Generators
23-75 10 11 11: Central Heat Generator Components
23-75 10 11 11 11: Central Heat Generator Joint Fillers and Sealants
23-75 10 11 11 14: Thermal Liquid
23-75 10 11 14: Hot Water Heat Generators
23-75 10 11 14 11: Cast-Iron Boilers
23-75 10 11 14 14: Condensing Boilers
23-75 10 11 14 17: Finned Water-Tube Boilers
23-75 10 11 14 21: Firebox Heating Boilers
23-75 10 11 14 24: Flexible Water-Tube Boilers
23-75 10 11 14 27: Pulse Combustion Boilers
23-75 10 11 14 31: Scotch Marine Boilers
23-75 10 11 14 34: Steel Water-Tube Boilers
23-75 10 11 17: Warm Air Heat Generators
23-75 10 11 17 11: Furnaces
23-75 10 11 17 11 11: Electric-Resistance Furnaces
23-75 10 11 17 11 14: Fuel-Fired Furnaces
23-75 10 11 21: Steam Heat Generators
23-75 10 11 24: Heat Generators: Thermal Liquid
23-75 10 11 27: Fuel Burners
23-75 10 11 27 11: Fuel Oil Filters
23-75 10 11 27 14: Nozzles
23-75 10 11 27 17: Burner Controls
23-75 10 11 31: Solid Fuel Transport and Handling Equipment
23-75 10 11 34: Fuel Gas Heat Recovery Devices
23-75 10 14: Independent Electric Heating Units
23-75 10 14 11: Electric Convectors
23-75 10 14 11 11: Static Convectors
23-75 10 14 11 14: Fan Convectors
23-75 10 14 14: Electric Radiators
23-75 10 14 14 11: Storage Heaters
23-75 10 14 14 14: Infrared Radiators/Plates
23-75 10 14 14 17: Ultraviolet Radiators
23-75 10 14 14 21: Electric Heated Towel Bars
23-75 10 14 14 24: Electric Heated Ceiling Panels
23-75 10 14 14 27: Portable Radiators
23-75 10 14 17: Electric Surface Heating Products
23-75 10 14 17 11: Heating Sheets for Walls and Ceilings
23-75 10 14 17 14: Heating Sheets for Glazing
23-75 10 14 17 17: Pipe Heating Tapes/Cable Heating Trace
23-75 10 14 21: Embedded Electric Heating Appliances
23-75 10 14 21 11: Heating Sheets
23-75 10 14 21 14: Heating Cables
23-75 10 17: Non-Electric Local Heating Units
23-75 10 17 11: Non-Electric Stoves
23-75 10 17 14: Fuel-Fired Heaters
23-75 10 17 14 11: Fuel-Fired Duct Heaters
23-75 10 17 14 14: Fuel-Fired Radiant Heaters
23-75 10 17 14 17: Fuel-Fired Unit Heaters
23-75 10 17 14 21: Fuel-Fired Air Heaters
23-75 10 17 14 24: Fuel-Fired Domestic Heaters
23-75 10 17 17: Combined Heating/Cooking Units
23-75 10 17 17 11: Heat Pumps: Heating Function
23-75 10 17 17 14: Heat Pumps: Cooling Function
23-75 10 17 17 17: Heat Pumps: Heating-Cooling Function
23-75 10 21: Heat Pumps
23-75 10 21 11: Air-Source Heat Pumps
23-75 10 21 14: Rooftop Heat Pumps
23-75 10 21 17: Water-Source Heat Pumps
23-75 10 24: Cooling and Freeze Plant
23-75 10 24 11: Chilled Water Plant
23-75 10 24 14: Refrigeration Plant
23-75 10 24 17: Cold Room Plant
23-75 10 24 21: Cooling and Freeze Components
23-75 10 24 21 11: Refrigerant Condensing Units
23-75 10 24 21 11 11: Packaged Refrigerant Condensing Coils and Fan Units
23-75 10 24 21 11 14: Refrigerant Condensing Coils
23-75 10 24 21 14: Refrigerant Evaporators
23-75 10 24 21 17: Refrigerant Compressors
23-75 10 24 21 17 11: Centrifugal Refrigerant Compressors
23-75 10 24 21 17 14: Reciprocating Refrigerant Compressors
23-75 10 24 21 17 17: Rotary-Screw Refrigerant Compressors
23-75 10 24 21 21: Packaged Water Chillers
23-75 10 24 21 21 11: Absorption Water Chillers
23-75 10 24 21 21 14: Centrifugal Water Chillers
23-75 10 24 21 21 17: Reciprocating Water Chillers
23-75 10 24 21 21 21: Rotary-Screw Water Chillers
23-75 10 24 21 24: Liquid Coolers and Evaporative Condensers
23-75 10 24 21 27: Unitary Air Conditioning Equipment
23-75 10 24 21 27 11: Packaged Air Conditioners
23-75 10 24 21 27 14: Packaged Rooftop Air Conditioning Units
23-75 10 24 21 27 17: Packaged Rooftop Make-Up Air Conditioning Units
23-75 10 24 21 27 21: Packaged Terminal Air Conditioning Units
23-75 10 24 21 27 24: Room Air Conditioners
23-75 10 24 21 27 27: Split System Air Conditioning Units
23-75 10 24 21 31: Cooling/Freeze Plant Accessories
23-75 10 24 21 31 11: Refrigerant Liquid
23-75 10 27: Solar Collectors
23-75 10 27 11: Solar Collectors: Complete Systems
23-75 10 27 11 11: Packaged Solar Equipment
23-75 10 27 14: Solar Collector Components
23-75 10 27 14 11: Solar Absorber Plates or Tubing
23-75 10 27 14 14: Solar Coatings and Surface Treatment
23-75 10 27 14 17: Solar Collector Insulation
23-75 10 27 14 21: Solar Glazing
23-75 10 27 14 24: Solar Housing and Framing
23-75 10 27 14 27: Solar Reflectors
23-75 10 27 17: Solar Collector Units
23-75 10 27 17 11: Solar Flat Plate Collectors
23-75 10 27 17 14: Solar Concentrating Collectors
23-75 10 27 17 17: Solar Vacuum Tube Collectors
23-75 10 27 17 21: Heat Exchangers: Tubular
23-75 10 27 17 24: Heat Exchangers: Plate
23-75 10 27 17 27: Heat Exchangers: Rotary
23-75 10 27 21: Photovoltaic Collectors
23-75 10 31: Wind Energy Equipment
23-75 10 34: Energy Recovery Equipment
23-75 10 34 11: Energy Storage Tanks
23-75 10 34 14: Heat Pipe
23-75 10 34 17: Heat Wheels
23-75 10 34 21: Heat Exchangers for Ventilation Air
23-75 10 37: Cooling Towers
23-75 10 37 11: Mechanical-Draft Cooling Towers
23-75 10 37 14: Natural-Draft Cooling Towers
23-75 35: Impelling Equipment
23-75 35 11: Air Injectors/Ejectors
23-75 35 14: Air Handling Units
23-75 35 14 11: Built-Up Indoor Air Handling Units
23-75 35 14 14: Customized Rooftop Air Handling Units
23-75 35 14 17: Modular Indoor Air Handling Units
23-75 35 14 21: Modular Rooftop Air Handling Units
23-75 35 17: Fans
23-75 35 17 11: Fans for Air Ductwork
23-75 35 17 14: Fans: Single Units
23-75 35 17 17: Room Air Circulation Fans
23-75 35 17 17 11: Ceiling Fans
23-75 35 17 21: Air Curtains
23-75 35 17 24: Axial Fans
23-75 35 17 27: Centrifugal Fans
23-75 35 21: Extractors
23-75 35 21 11: Emergency Smoke Extractors
23-75 35 21 14: Extractors for Process Air
23-75 35 21 17: Industrial Ventilating Equipment
23-75 35 21 21: Power Ventilators
23-75 50: Energy Treatment
23-75 50 11: Treatment of Circulation Liquids
23-75 50 11 11: Liquid Treatment Components
23-75 50 11 11 11: Additives for Circulation Water
23-75 50 11 14: Feedwater Equipment
23-75 50 11 14 11: Boiler Feedwater Pumps
23-75 50 11 14 14: Deaerators
23-75 50 11 14 17: Packaged Deaerator and Feedwater Equipment
23-75 50 14: Steam Treatment
23-75 50 14 11: Steam Dryers
23-75 50 17: Supply Air Treatment
23-75 50 17 11: Air Filters
23-75 50 17 11 11: Air Filter Components
23-75 50 17 11 11 11: Air Filter Media
23-75 50 17 11 14: High-Efficiency Air Filters
23-75 50 17 11 17: ULPA Filters
23-75 50 17 11 21: HEPA Filters
23-75 50 17 14: Dust Collectors
23-75 50 17 17: Electronic Air Cleaners
23-75 50 17 21: Air Humidifiers
23-75 50 17 24: Dehumidifiers
23-75 50 17 24 11: Swimming Pool Dehumidification Units
23-75 50 17 27: Air Fresheners
23-75 50 17 31: Clean Room Air Treatment
23-75 50 17 34: Air Treatment Components
23-75 50 17 34 11: Air Deodorization Products
23-75 50 17 34 14: Moisture Absorbents
23-75 65: Monitoring and Control Equipment
23-75 65 11: Monitoring and Control of Internal Climate
23-75 65 11 11: Heating Controllers
23-75 65 11 14: Heating Programmers
23-75 65 11 17: Heating Optimizers/Economizers
23-75 65 14: Industrial Plant Performance Controls
23-75 65 14 11: Industrial Plant Performance Control Components
23-75 65 14 11 11: Gage Glasses
23-75 65 14 11 14: Bulls Eyes
23-75 65 14 14: Centralized Plant Controls
23-75 65 14 14 11: Temperature Controls
23-75 65 14 14 14: Pressure Controls
23-75 65 14 14 17: Flow Controls
23-75 65 14 14 21: Concentration Controls
23-75 65 14 17: Control and Monitoring Boards/Panels
23-75 70: HVAC Distribution Devices
23-75 70 11: Circulation Pipe Fittings
23-75 70 11 11: Distribution Collectors
23-75 70 11 14: Expansion Vessels
23-75 70 11 14 11: Air Ducts
23-75 70 11 14 14: Dampers for Air Ductwork
23-75 70 11 14 17: Fire Shutters for Air Ductwork
23-75 70 11 14 21: Guide Vanes
23-75 70 11 14 24: Air Mixers
23-75 70 11 14 27: Sound Attenuators
23-75 70 14: Air Ductwork
23-75 70 14 11: Access Fittings for Air Ductwork
23-75 70 14 14: Couplings for Air Ductwork
23-75 70 14 17: Hangers and Supports: Mechanical Fasteners for Air Ductwork
23-75 70 14 21: Fibrous Glass Ducts
23-75 70 14 24: Flexible Ducts
23-75 70 14 27: Glass-Fiber-Reinforced Plastic Ducts
23-75 70 14 31: Metal Ducts
23-75 70 14 34: Air Duct Accessories
23-75 70 17: Water Heated and Cooled Terminal Heating and Cooling Units
23-75 70 17 11: Radiators
23-75 70 17 14: Convectors
23-75 70 17 17: Radiation Panels
23-75 70 17 21: Embedded Water Heating Terminals
23-75 70 17 24: Finned-Tube Radiation
23-75 70 17 27: Fan Coil Units
23-75 70 17 31: Induction Units
23-75 70 17 34: Unit Heaters
23-75 70 17 37: Unit Ventilators
23-75 70 17 41: Water Heated Towel Bars
23-75 70 21: Terminals for Air
23-75 70 21 11: Supports: Mechanical Fasteners
23-75 70 21 14: Coil Units
23-75 70 21 17: Air Curtains
23-75 70 21 21: Local Air-Conditioning Units
23-75 70 21 24: Air Terminal Units
23-75 70 21 24 11: Constant Volume Air Terminal Units
23-75 70 21 24 14: Variable Volume Air Terminal Units
23-75 70 21 27: Air Outlets and Inlets
23-75 70 21 27 11: Diffusers: Registers: and Grilles
23-75 70 21 27 14: Gravity Ventilators
23-75 70 21 27 17: Intake and Relief Ventilators
23-75 70 21 27 21: Penthouse Ventilators
23-75 70 21 31: Exhaust Terminals
23-75 85: Plant and Service Test Equipment
23-75 85 11: HVAC Instrumentation
23-75 85 14: Plant and Service Controls
23-75 85 14 11: Electric and Electronic Controls
23-75 85 14 14: Pneumatic Controls
23-75 85 14 17: Pneumatic and Electric Controls
23-75 85 14 21: Self-Powered Controls
23-75 85 14 24: Building System Controls
23-75 85 17: Sequence of Operation
23-75 85 21: Heating Control and Test Equipment
23-75 85 24: Combustion Control and Fume Analysis
23-80: Electric Power and Lighting
23-80 05: Complete Electric Power and Lighting Systems
23-80 10: Generation and Transformation Equipment
23-80 10 11: Electrical Generators
23-80 10 11 11: Electrical Generators: Single Units
23-80 10 11 11 11: Engine Generators
23-80 10 11 11 14: Motor Generators
23-80 10 11 14: Driven Electrical Generator Sets
23-80 10 11 14 11: Driving Units
23-80 10 11 14 14: Electricity Generation Units
23-80 10 11 17: Frequency Changers
23-80 10 11 21: Rotary Converters
23-80 10 11 24: Rotary Uninterruptible Power Units
23-80 10 14: Transformers
23-80 10 14 11: Power Transformers
23-80 10 14 14: Current Transformers
23-80 10 14 17: Safety Transformers
23-80 10 14 21: Transformer Accessories
23-80 10 14 21 11: Transformer Commutators
23-80 10 14 21 14: Transformer Ballasts
23-80 10 17: Static Power Converters
23-80 10 17 11: Static Rectifiers
23-80 10 17 14: Ondulators
23-80 10 17 17: Combined Converter Sets
23-80 10 17 21: Battery Chargers
23-80 10 17 24: Direct Current (DC) Drive Controllers
23-80 10 17 27: Slip Controllers
23-80 10 17 31: Static Frequency Converters
23-80 10 17 34: Static Uninterruptible Power Supplies
23-80 10 17 37: Variable Frequency Controllers
23-80 10 21: Electric Motors
23-80 10 21 11: Direct Current (DC) Motors
23-80 10 21 14: Alternating Current (AC) Motors
23-80 10 24: Power Storage
23-80 10 24 11: Batteries
23-80 10 24 11 11: Battery Racks
23-80 10 24 11 14: Central Battery Equipment
23-80 10 24 14: Battery Chargers
23-80 10 24 17: Uninterrupted Power Supply (UPS) Units
23-80 25: Measuring and Recording Devices
23-80 25 11: Electrical Meters
23-80 25 11 11: Power Meters
23-80 25 11 14: Voltage Meters
23-80 25 11 17: Resistance Meters
23-80 25 11 21: Frequency Meters
23-80 25 11 24: Multi-Meters
23-80 25 14: Electrical Energy Recording Devices
23-80 25 14 11: Watt-Hour Recorders (Electricity Usage Meters)
23-80 30: Distribution Devices
23-80 30 11: Power Supply Devices
23-80 30 11 11: Main Switches
23-80 30 11 14: Inverters
23-80 30 11 17: Distribution Boards and Control Panels
23-80 30 11 21: Photoelectric Cells
23-80 30 14: Power Distribution
23-80 30 14 11: Conductors and Cables
23-80 30 14 14: Busbars
23-80 30 14 17: Conductor Rails
23-80 30 14 21: Conductor Couplings
23-80 30 14 24: Junction Boxes
23-80 30 14 27: Electrical Insulation
23-80 30 14 31: Support Wires
23-80 30 14 34: Conductor Mechanical Fasteners
23-80 30 17: Conduit: Wireways: and Ducts
23-80 30 17 11: Conduits
23-80 30 17 14: Wireways
23-80 30 17 17: Cable Trays and Horizontal Racks
23-80 30 17 21: Cable Reels
23-80 30 17 24: Mechanical Fasteners for Conduits and Trunking
23-80 30 24: Switchgear
23-80 30 24 11: Mechanical Switchgear
23-80 30 24 14: Electronic Switchgear
23-80 30 24 17: Remote Control Switchgear
23-80 30 24 21: Time Switchgear
23-80 30 27: Variable Power or Resistance Appliances
23-80 30 27 11: Commutators
23-80 30 27 14: Rheostats
23-80 30 27 17: Dimmers
23-80 30 27 21: Speed Controllers
23-80 30 31: Relays
23-80 30 34: Contactors
23-80 40: Electric Power Protection Devices
23-80 40 11: Earth Connection Electrodes
23-80 40 14: Circuit Breakers
23-80 40 14 11: Automatic Overload Circuit Breakers
23-80 40 14 14: Ground Fault Intercept (GFI) Circuit Breakers
23-80 40 14 17: Earth Leakage Circuit Breakers
23-80 40 14 21: Fuses
23-80 40 17: Load Shedding Relays
23-80 40 21: Lightning Protection
23-80 45: Electric Power Treatment Devices
23-80 45 11: Capacitors
23-80 45 11 11: Capacitors
23-80 45 11 14: Power Factor Controls (Cosinus Phi)
23-80 45 14: Harmonic Control Devices
23-80 45 14 11: Electric Interference Suppressor Filters
23-80 50: Terminals for Power Supply
23-80 50 11: Switches and Receptacles
23-80 50 11 11: Receptacle Terminal Units
23-80 50 11 14: Switches
23-80 50 11 17: Ground Fault Receptacles
23-80 50 11 21: Extension Cords
23-80 50 11 24: Accessories for Receptacles
23-80 50 11 24 11: Telltale Lamps
23-80 50 11 24 14: Receptacle Protectors
23-80 50 11 24 17: Adapters
23-80 50 14: Plug Connectors
23-80 70: Lighting
23-80 70 11: Luminaries for Internal Lighting
23-80 70 11 11: General Luminaries: Non Directional
23-80 70 11 14: General Luminaries: Directional
23-80 70 11 14 11: Downlights
23-80 70 11 14 14: Uplights
23-80 70 11 14 17: Direct/Indirect
23-80 70 11 14 21: Spots and Tracklight Specialties
23-80 70 11 17: Specialized Lighting by Location or Use
23-80 70 11 21: Emergency Lighting
23-80 70 11 24: Fiber Optic Lighting
23-80 70 14: Luminaries for External Lighting
23-80 70 14 11: Amenity Lighting
23-80 70 14 11 11: Lighting Bollards
23-80 70 14 11 14: Post-Top Lighting
23-80 70 14 11 17: Wall or Ceiling Mounted External Lighting
23-80 70 14 11 21: Buried Uplights
23-80 70 14 14: Exterior Floodlights
23-80 70 14 17: Exterior Spotlights
23-80 70 14 21: Street and Roadway Lighting
23-80 70 14 24: Aircraft Paving Lighting
23-80 70 14 27: Security Lighting
23-80 70 17: Communication Lighting Specialties
23-80 70 17 11: Emergency Signs
23-80 70 17 14: Illuminated Signs/Boards
23-80 70 17 17: Publicity Lighting
23-80 70 17 21: Lasers
23-80 70 21: Lamps
23-80 70 21 11: Halogen Lamps
23-80 70 21 14: Incandescent Lamps
23-80 70 21 17: Discharge Lamps
23-80 70 21 17 11: Fluorescent Lamps
23-80 70 21 17 14: Compact Fluorescent Lamps
23-80 70 21 17 17: Sodium Vapor Lamps
23-80 70 21 17 21: High Pressure Discharge Lamps
23-80 70 21 99: Other Lamps
23-80 70 24: Accessories for Lighting
23-80 70 24 11: Lampholders
23-80 70 24 14: Lighting Diffusers
23-80 70 24 17: Ballast for Fluorescent Lamps
23-80 70 24 21: Lighting Tracks
23-80 70 24 24: Lampshades
23-80 70 27: Gas Lighting
23-85: Information and Communication
23-85 05: Complete Information Systems
23-85 05 11: Complete Audio Information Systems
23-85 05 11 11: Complete Audio Systems
23-85 05 11 14: Complete Sound Signal Systems
23-85 05 11 17: Complete Public Address Systems
23-85 05 11 21: Complete Paging Systems
23-85 05 14: Complete Visual Information Systems
23-85 05 14 11: Complete Centralized Time Distribution
23-85 05 14 14: Complete News Tray Systems
23-85 05 14 17: Complete Projection Systems
23-85 05 14 21: Complete Visual Signaling
23-85 05 14 21 11: Mechanical Signals
23-85 05 17: Complete Audio-Visual Systems
23-85 05 17 11: Broadcasting Equipment
23-85 05 17 11 11: Television Broadcasting Equipment
23-85 05 17 11 14: Multimedia Broadcasting Equipment
23-85 05 17 11 17: Broadcasting Light Signals
23-85 10: General Information Systems
23-85 10 11: Audio Information: Sound Signals
23-85 10 11 11: Sound and Signal Devices
23-85 10 11 11 11: Bells: Carillons: Single Units
23-85 10 11 11 14: Sirens
23-85 10 11 11 17: Aerials
23-85 10 11 11 21: Speakers
23-85 10 11 14: Audio Equipment
23-85 10 11 14 11: Audio Recorders
23-85 10 11 14 14: Sound Reinforcement
23-85 10 11 14 14 11: Microphones
23-85 10 11 14 14 14: Loudspeakers
23-85 10 11 14 14 17: Sound Amplifiers
23-85 10 11 14 14 21: Audio Equalizers
23-85 10 11 14 17: Headphones
23-85 10 11 14 21: Audio Reproducing Units
23-85 10 11 14 24: Audio Information Accessories
23-85 10 14: Visual Information Systems
23-85 10 14 11: Cameras
23-85 10 14 11 11: Analog Cameras
23-85 10 14 11 14: Digital Cameras
23-85 10 14 14: Slide Projectors
23-85 10 14 17: Overhead Projectors
23-85 10 14 21: Presentation Systems
23-85 10 14 24: Video Monitors
23-85 10 14 24 11: Cathode Ray Tube (CRT) Video Monitors
23-85 10 14 24 14: Liquid Crystal Display (LCD) Video Monitors
23-85 10 14 24 17: Plasma Video Monitors
23-85 10 14 27: Video Walls
23-85 10 14 31: Projection Screens
23-85 10 17: Audio-Visual Systems
23-85 10 17 11: Audio-Visual System Components
23-85 10 17 11 11: Broadcasting Receiving Equipment
23-85 10 17 11 14: Audio-Visual Recorders (Cam-Corders)
23-85 10 17 11 17: Film Projectors
23-85 10 17 11 21: Data/Multi/Media Projectors
23-85 10 17 11 24: Video Reproduction
23-85 30: Safety and Security Information Systems
23-85 30 11: Access Controls
23-85 30 11 11: Access Control and Counting Systems
23-85 30 11 14: Centralized Code Reading Systems
23-85 30 11 17: Electronic Key Systems
23-85 30 11 21: Pressure Mats
23-85 30 11 24: Micro-Switch Contacts for Doors and Windows
23-85 30 11 27: Door Answering
23-85 30 11 31: Security Access
23-85 30 14: Presence Detection/Registration
23-85 30 14 11: Clocking-In and Recording
23-85 30 14 14: Movement/Vibration Detection
23-85 30 14 17: Break-Glass Detection
23-85 30 14 21: Surveillance Mirrors
23-85 30 14 24: Manual Alert Control
23-85 30 14 27: Microwave Detectors
23-85 30 14 31: Infra-Red Radiation Detectors
23-85 30 14 34: Door Bells: Buzzers
23-85 30 17: Closed Circuit Guarding Systems
23-85 30 17 11: Closed Circuit TV Systems
23-85 30 17 14: Video Surveillance
23-85 30 17 17: Closed Circuit Television Recorders
23-85 30 17 17 11: Analog Closed Circuit Television Recorders
23-85 30 17 17 14: Digital Closed Circuit Television Recorders
23-85 30 21: Environmental Detection/Registration
23-85 30 21 11: Fire Detection: Monitoring and Alarm
23-85 30 21 11 11: Fire/Smoke Detectors
23-85 30 21 11 11 11: Smoke Detectors
23-85 30 21 11 11 14: Inonization Detectors
23-85 30 21 11 11 17: Temperature Monitors
23-85 30 21 11 14: Alarm Panels
23-85 30 21 11 17: Other Components
23-85 30 21 14: Concentration Detection Components
23-85 30 21 14 11: Concentration Detection Bells and Sounders
23-85 30 21 14 14: Concentration Detection Alarm Glasses
23-85 30 21 14 99: Other Concentration Detection Components
23-85 30 24: Emergency Call Systems
23-85 30 24 11: Call Systems for the Disabled
23-85 30 24 14: Nurse Call Systems
23-85 30 27: Built-In Failure Detection
23-85 30 27 11: Infiltration Detection
23-85 30 27 14: Service Leak Detection
23-85 30 27 14 11: Gas Leak Detection Agents
23-85 30 27 14 14: Water Leak Detection
23-85 50: Communication Systems
23-85 50 11: Communication Circuits
23-85 50 14: Telephone and Intercommunication Equipment
23-85 50 14 11: Single Line Telephone Systems
23-85 50 14 14: Multiple Line Telephone Systems
23-85 50 14 17: Telephone Equipment
23-85 50 14 21: Intercommunication Equipment
23-85 50 17: Communication and Data Processing Equipment
23-85 50 17 11: Computer Network Equipment
23-85 50 17 11 11: Computer Servers
23-85 50 17 11 14: Network Switchers
23-85 50 17 11 17: Network Routers
23-85 50 21: Cable Transmission and Reception Equipment
23-85 50 21 11: Cable Transmission and Reception Amplifiers
23-85 50 21 14: Cable Transmission and Reception Modulators
23-85 50 21 17: Cable Transmission and Reception Control Equipment
23-85 50 24: Broadcast Transmission and Reception Equipment
23-85 50 24 11: Broadcast Transmitters
23-85 50 24 14: Broadcast Antennas
23-85 50 24 17: Broadcast Amplifiers
23-85 50 24 21: Broadcast Control Equipment
23-85 50 27: Microwave Transmission and Reception Equipment
23-85 50 27 11: Microwave Transmitters
23-85 50 27 14: Microwave Antennas
23-85 50 27 17: Satellite Dishes
23-85 50 27 21: Microwave Amplifiers
23-85 50 27 24: Microwave Receivers
23-85 50 31: Intercom Systems
23-85 50 31 11: Door Entry Telephones
23-85 50 99: Other Communications Systems
23-85 50 99 11: Videophone Systems
23-85 50 99 14: Conference Systems
23-85 50 99 17: Breakdown Call Systems
23-85 80: Building Automation and Control
23-85 80 11: Building Controls
23-85 80 11 11: Clock Controls
23-85 80 11 14: Door Controls
23-85 80 11 17: Elevator Monitoring and Controls
23-85 80 11 21: Energy Monitoring and Controls
23-85 80 11 24: Environmental Controls
23-85 80 11 27: Lighting Controls